## prepared_ieee14_price_taking_se
scenario | trajectory_model | res_scale | duration_h | ES_buses | location_note | T | load_energy_MWh | load_peak_MW | total_RG_capacity_MW | RG_capacity_to_peak_load_pct | total_ES_power_MW | total_ES_energy_MWh | ES_power_to_peak_load_pct | renewable_available_MWh | renewable_used_MWh | renewable_used_to_load_pct | actual_RES_penetration_pct | curtailment_MWh | curtailment_rate_pct | thermal_generation_MWh | load_shedding_MWh | carbon_tCO2 | charge_MWh | discharge_MWh | throughput_MWh | no_ES_renewable_used_MWh | no_ES_curtailment_MWh | no_ES_curtailment_rate_pct | no_ES_load_shedding_MWh | no_ES_carbon_tCO2 | delta_curtailment_MWh_with_minus_noES | delta_carbon_tCO2_with_minus_noES
PT14_RG6x_8h | price-taking | 6 | 8 | 4,5 |  | 24 | 6217.194 | 325.926 | 1200 | 368.1817 | 35 | 280 | 10.7386 | 8064.3389 | 5536.9928 | 89.0594 | 88.2407 | 2527.346 | 31.3398 | 737.8821 | 5.6843e-14 | 770.3488 | 382.8809 | 325.2 | 708.0809 | 5308.8513 | 2755.4876 | 34.1688 | 4.6828 | 943.421 | -228.1415 | -173.0721

## prepared_ieee14_storage_locatio
scenario | trajectory_model | res_scale | duration_h | ES_buses | location_note | T | load_energy_MWh | load_peak_MW | total_RG_capacity_MW | RG_capacity_to_peak_load_pct | total_ES_power_MW | total_ES_energy_MWh | ES_power_to_peak_load_pct | renewable_available_MWh | renewable_used_MWh | renewable_used_to_load_pct | actual_RES_penetration_pct | curtailment_MWh | curtailment_rate_pct | thermal_generation_MWh | load_shedding_MWh | carbon_tCO2 | charge_MWh | discharge_MWh | throughput_MWh | no_ES_renewable_used_MWh | no_ES_curtailment_MWh | no_ES_curtailment_rate_pct | no_ES_load_shedding_MWh | no_ES_carbon_tCO2 | delta_curtailment_MWh_with_minus_noES | delta_carbon_tCO2_with_minus_noES
PT14_LOC_45 | price-taking | 1 | 2 | 4,5 | Original ESS locations at buses 4 and 5. | 24 | 6217.194 | 325.926 | 200 | 61.3636 | 35 | 70 | 10.7386 | 1344.0565 | 1344.0565 | 21.6184 | 21.556 | 0 | 0 | 4891.1176 | -2.2737e-13 | 5103.0343 | 125.3801 | 107.4 | 232.7801 | 1344.0565 | 0 | 0 | 0.13067 | 5082.4776 | 0 | 20.5567
PT14_LOC_68 | price-taking | 1 | 2 | 6,8 | ESS co-located with renewable buses 6 and 8. | 24 | 6217.194 | 325.926 | 200 | 61.3636 | 35 | 70 | 10.7386 | 1344.0565 | 1344.0565 | 21.6184 | 21.556 | 0 | 0 | 4891.1176 | -2.2737e-13 | 5103.0343 | 125.3801 | 107.4 | 232.7801 | 1344.0565 | 0 | 0 | 0.13067 | 5082.4776 | 0 | 20.5567
PT14_LOC_23 | price-taking | 1 | 2 | 2,3 | ESS placed at upstream high-demand buses 2 and 3. | 24 | 6217.194 | 325.926 | 200 | 61.3636 | 35 | 70 | 10.7386 | 1344.0565 | 1344.0565 | 21.6184 | 21.5292 | 0 | 0 | 4898.9017 | 0.13067 | 5091.3918 | 181.2573 | 155.3625 | 336.6198 | 1344.0565 | 0 | 0 | 0.13067 | 5082.4776 | 0 | 8.9142
PT14_LOC_1214 | price-taking | 1 | 2 | 12,14 | ESS placed in the remote load pocket at buses 12 and 14. | 24 | 6217.194 | 325.926 | 200 | 61.3636 | 35 | 70 | 10.7386 | 1344.0565 | 1344.0565 | 21.6184 | 21.556 | 0 | 0 | 4891.1176 | -5.9686e-13 | 5103.0343 | 125.3801 | 107.4 | 232.7801 | 1344.0565 | 0 | 0 | 0.13067 | 5082.4776 | 0 | 20.5567

## dispatch_summary
scenario | trajectory_model | res_scale | duration_h | ES_buses | location_note | T | load_energy_MWh | load_peak_MW | total_RG_capacity_MW | RG_capacity_to_peak_load_pct | total_ES_power_MW | total_ES_energy_MWh | ES_power_to_peak_load_pct | renewable_available_MWh | renewable_used_MWh | renewable_used_to_load_pct | actual_RES_penetration_pct | curtailment_MWh | curtailment_rate_pct | thermal_generation_MWh | load_shedding_MWh | carbon_tCO2 | charge_MWh | discharge_MWh | throughput_MWh | no_ES_renewable_used_MWh | no_ES_curtailment_MWh | no_ES_curtailment_rate_pct | no_ES_load_shedding_MWh | no_ES_carbon_tCO2 | delta_curtailment_MWh_with_minus_noES | delta_carbon_tCO2_with_minus_noES
PT14_RG6x_8h | price-taking | 6 | 8 | 4,5 |  | 24 | 6217.194 | 325.926 | 1200 | 368.1817 | 35 | 280 | 10.7386 | 8064.3389 | 5536.9928 | 89.0594 | 88.2407 | 2527.346 | 31.3398 | 737.8821 | 5.6843e-14 | 770.3488 | 382.8809 | 325.2 | 708.0809 | 5308.8513 | 2755.4876 | 34.1688 | 4.6828 | 943.421 | -228.1415 | -173.0721

## SHAP_t_origin
period | TG1 | TG2 | TG3 | RG1 | RG2 | ES1_dis | ES2_dis | D1 | D2 | D3 | D4 | D5 | D6 | D7 | D8 | D9 | D10 | D11 | ES1_ch | ES2_ch
0 | -0.082824 | 47.5863 | 0.087453 | -0.44099 | -48.5747 | -0.030039 | 0.25605 | 5.1633 | 21.0538 | 12.4308 | 1.8647 | 2.1527 | 3.7891 | 1.1041 | 0.9327 | 1.0362 | 3.3253 | 2.0137 | 7.1971 | 4.7103
1 | -0.080218 | 27.7058 | 0.11934 | -0.22111 | -51.7742 | -3.7542 | -3.5849 | 2.5768 | 11.5404 | 6.0387 | 0.73893 | 1.2248 | 3.3875 | 0.65153 | 0.53213 | 0.73322 | 2.237 | 1.1446 | 0.65955 | 0.12434
2 | -0.10852 | 30.674 | 0.077659 | -0.25579 | -48.4952 | -6.2458 | -4.4976 | 4.6963 | 14.7238 | 9.1545 | 1.6468 | 2.4784 | 6.2417 | 1.658 | 1.0316 | 1.3602 | 3.845 | 2.849 | 0.53466 | 0.081488
3 | -0.1382 | 39.4673 | -0.0012225 | -1.0051 | -42.2948 | -7.2424 | -5.2543 | 6.0227 | 22.9467 | 13.8123 | 2.1052 | 3.2736 | 8.2441 | 2.3673 | 1.3461 | 1.711 | 4.7327 | 4.004 | 0.36942 | -0.093717
4 | -0.1914 | 23.0141 | 0.065903 | -30.3524 | -23.9146 | -3.3376 | -2.2136 | 2.9216 | 13.3155 | 6.8531 | 1.2354 | 1.4787 | 4.3469 | 0.96221 | 0.43326 | 0.55664 | 2.41 | 1.8092 | 0.66109 | -0.054033
5 | 0.0064375 | 33.8091 | 0.052916 | -58.9182 | -5.2991 | 0.17631 | 0.64289 | 2.0039 | 10.3888 | 4.626 | 0.99859 | 0.70641 | 2.9267 | 0.63571 | 0.091442 | -0.21536 | 1.635 | 1.1507 | 2.8264 | 1.7553
6 | 0.036018 | 36.3581 | 0.078406 | -61.518 | -3.7915 | 0.17435 | 0.64859 | 2.01 | 9.5836 | 4.4621 | 1.0203 | 0.62751 | 2.8503 | 0.60373 | 0.060518 | -0.20683 | 1.5591 | 1.1243 | 2.6532 | 1.6664
7 | 0.0371 | 38.2961 | 0.11909 | -62.8456 | -3.6916 | 0.1701 | 0.65824 | 2.1107 | 9.1805 | 4.4968 | 0.84159 | 0.63073 | 2.9588 | 0.64033 | 0.082654 | -0.1771 | 1.5045 | 1.1995 | 2.6281 | 1.1595
8 | 0.078931 | 39.7078 | 0.15194 | -62.257 | -9.7612 | 0.21974 | 0.66258 | 2.4631 | 10.0574 | 5.3884 | 0.61627 | 0.75134 | 3.8747 | 0.87892 | 0.17978 | -0.14391 | 1.5422 | 1.5298 | 3.3484 | 0.71078
9 | 0.12059 | 40.8661 | 0.1454 | -61.0021 | -16.7287 | 0.2811 | 0.63239 | 2.6058 | 11.3191 | 6.5864 | 0.50608 | 0.86198 | 4.9541 | 0.91064 | 0.23642 | -0.13528 | 1.5488 | 1.6379 | 4.2118 | 0.44153
10 | -0.14156 | 33.8239 | 0.060692 | -57.086 | -6.2096 | -2.5848 | -0.6898 | 2.6932 | 13.6217 | 5.7118 | 1.1144 | 0.97387 | 4.0076 | 0.73472 | 0.2357 | -0.084121 | 1.556 | 1.4525 | 0.69057 | 0.11927
11 | -0.11049 | 35.3764 | 0.058059 | -56.6148 | -12.3957 | -1.9132 | -0.62181 | 3.0901 | 14.3626 | 6.5829 | 0.65855 | 1.0133 | 4.8656 | 1.0911 | 0.33827 | -0.049725 | 1.632 | 1.9168 | 0.66332 | 0.056792
12 | 0.13134 | 42.2811 | 0.045311 | -57.0034 | -29.4385 | 0.35426 | 0.48793 | 2.5888 | 14.7566 | 9.1858 | 0.62583 | 0.92769 | 5.806 | 0.85043 | 0.2453 | -0.18 | 1.5098 | 1.6331 | 4.6063 | 0.58645
13 | 0.093046 | 40.5623 | 0.018057 | -54.5601 | -31.3203 | 0.33835 | 0.47664 | 2.5014 | 15.8428 | 9.4313 | 0.62697 | 0.93313 | 5.6461 | 0.88472 | 0.27483 | -0.20406 | 1.5182 | 1.7142 | 4.6707 | 0.55173
14 | 0.059418 | 38.1678 | 0.040475 | -52.0522 | -32.2516 | 0.31053 | 0.4874 | 2.522 | 15.6331 | 9.4158 | 0.56627 | 1.03 | 5.7552 | 1.0707 | 0.33619 | -0.14181 | 1.5865 | 2.0355 | 4.9012 | 0.5275
15 | 0.033474 | 36.5915 | 0.065128 | -51.5222 | -30.4967 | 0.30532 | 0.50719 | 2.6254 | 14.6678 | 8.8803 | 0.49804 | 1.0914 | 5.7239 | 1.2528 | 0.39865 | -0.099725 | 1.6861 | 2.3367 | 5.0035 | 0.45138
16 | -0.040164 | 46.3025 | -0.025897 | -39.5973 | -35.2298 | 0.05074 | 0.36252 | 7.41 | 24.092 | 14.9761 | 2.7405 | 3.2069 | 6.4225 | 1.7847 | 0.89925 | 1.1785 | 3.5038 | 3.8813 | 6.3265 | 3.9553
17 | -0.25117 | 58.1646 | -0.15592 | -6.3128 | -37.1751 | -6.7939 | -5.185 | 8.2496 | 34.0747 | 18.3236 | 2.8439 | 5.5483 | 11.574 | 5.0616 | 2.3321 | 2.8549 | 6.1771 | 8.8402 | 0.087919 | -0.26083
18 | -0.25038 | 60.6337 | -0.15336 | -0.48498 | -36.0034 | -6.8884 | -5.3099 | 8.2435 | 33.9046 | 17.8468 | 2.8336 | 5.7752 | 13.3279 | 5.3332 | 2.4399 | 2.9904 | 6.551 | 9.2224 | -0.0081243 | -0.27666
19 | -0.21646 | 52.5695 | -0.068772 | -0.42624 | -41.4139 | -6.7735 | -5.146 | 7.535 | 29.3155 | 16.2582 | 2.4977 | 5.0983 | 10.9627 | 4.5021 | 2.1407 | 2.6503 | 6.0831 | 7.8032 | 0.10545 | -0.16919
20 | -0.19574 | 55.3983 | -0.0067054 | -0.49694 | -42.1662 | -0.0040077 | 0.093144 | 6.969 | 28.0019 | 15.6399 | 2.4662 | 4.6306 | 8.5088 | 3.9194 | 1.9924 | 2.403 | 5.7935 | 6.6985 | 0.039404 | -0.18472
21 | -0.13117 | 40.9192 | 0.045998 | -0.32976 | -48.8297 | -3.9089 | -3.7805 | 6.063 | 20.1986 | 12.8878 | 1.9951 | 3.6279 | 6.4567 | 2.9474 | 1.5511 | 1.9018 | 5.0738 | 4.4931 | 0.31622 | 0.00071486
22 | -0.12016 | 43.5521 | 0.076784 | -0.38395 | -49.1676 | 0.011973 | 0.22126 | 5.7346 | 20.3306 | 13.1511 | 1.9481 | 3.3499 | 5.3209 | 2.3803 | 1.4469 | 1.7074 | 4.3883 | 3.5604 | 0.28069 | -0.042561
23 | -0.098839 | 40.8164 | 0.086741 | -0.36089 | -50.4296 | 0.014084 | 0.24708 | 5.3815 | 18.518 | 12.2325 | 1.8209 | 2.755 | 4.554 | 1.7152 | 1.2905 | 1.5486 | 3.8121 | 2.7299 | 0.3491 | -0.0091208

## SHAP_t
period | TG1 | TG2 | TG3 | RG1 | RG2 | D1 | D2 | D3 | D4 | D5 | D6 | D7 | D8 | D9 | D10 | D11 | ES1 | ES2
0 | -0.082824 | 47.5863 | 0.087453 | -0.44099 | -48.5747 | 5.1633 | 21.0538 | 12.4308 | 1.8647 | 2.1527 | 3.7891 | 1.1041 | 0.9327 | 1.0362 | 3.3253 | 2.0137 | 7.167 | 4.9663
1 | -0.080218 | 27.7058 | 0.11934 | -0.22111 | -51.7742 | 2.5768 | 11.5404 | 6.0387 | 0.73893 | 1.2248 | 3.3875 | 0.65153 | 0.53213 | 0.73322 | 2.237 | 1.1446 | -3.0946 | -3.4606
2 | -0.10852 | 30.674 | 0.077659 | -0.25579 | -48.4952 | 4.6963 | 14.7238 | 9.1545 | 1.6468 | 2.4784 | 6.2417 | 1.658 | 1.0316 | 1.3602 | 3.845 | 2.849 | -5.7112 | -4.4161
3 | -0.1382 | 39.4673 | -0.0012225 | -1.0051 | -42.2948 | 6.0227 | 22.9467 | 13.8123 | 2.1052 | 3.2736 | 8.2441 | 2.3673 | 1.3461 | 1.711 | 4.7327 | 4.004 | -6.8729 | -5.348
4 | -0.1914 | 23.0141 | 0.065903 | -30.3524 | -23.9146 | 2.9216 | 13.3155 | 6.8531 | 1.2354 | 1.4787 | 4.3469 | 0.96221 | 0.43326 | 0.55664 | 2.41 | 1.8092 | -2.6765 | -2.2676
5 | 0.0064375 | 33.8091 | 0.052916 | -58.9182 | -5.2991 | 2.0039 | 10.3888 | 4.626 | 0.99859 | 0.70641 | 2.9267 | 0.63571 | 0.091442 | -0.21536 | 1.635 | 1.1507 | 3.0027 | 2.3982
6 | 0.036018 | 36.3581 | 0.078406 | -61.518 | -3.7915 | 2.01 | 9.5836 | 4.4621 | 1.0203 | 0.62751 | 2.8503 | 0.60373 | 0.060518 | -0.20683 | 1.5591 | 1.1243 | 2.8276 | 2.315
7 | 0.0371 | 38.2961 | 0.11909 | -62.8456 | -3.6916 | 2.1107 | 9.1805 | 4.4968 | 0.84159 | 0.63073 | 2.9588 | 0.64033 | 0.082654 | -0.1771 | 1.5045 | 1.1995 | 2.7982 | 1.8178
8 | 0.078931 | 39.7078 | 0.15194 | -62.257 | -9.7612 | 2.4631 | 10.0574 | 5.3884 | 0.61627 | 0.75134 | 3.8747 | 0.87892 | 0.17978 | -0.14391 | 1.5422 | 1.5298 | 3.5681 | 1.3734
9 | 0.12059 | 40.8661 | 0.1454 | -61.0021 | -16.7287 | 2.6058 | 11.3191 | 6.5864 | 0.50608 | 0.86198 | 4.9541 | 0.91064 | 0.23642 | -0.13528 | 1.5488 | 1.6379 | 4.4929 | 1.0739
10 | -0.14156 | 33.8239 | 0.060692 | -57.086 | -6.2096 | 2.6932 | 13.6217 | 5.7118 | 1.1144 | 0.97387 | 4.0076 | 0.73472 | 0.2357 | -0.084121 | 1.556 | 1.4525 | -1.8943 | -0.57053
11 | -0.11049 | 35.3764 | 0.058059 | -56.6148 | -12.3957 | 3.0901 | 14.3626 | 6.5829 | 0.65855 | 1.0133 | 4.8656 | 1.0911 | 0.33827 | -0.049725 | 1.632 | 1.9168 | -1.2499 | -0.56502
12 | 0.13134 | 42.2811 | 0.045311 | -57.0034 | -29.4385 | 2.5888 | 14.7566 | 9.1858 | 0.62583 | 0.92769 | 5.806 | 0.85043 | 0.2453 | -0.18 | 1.5098 | 1.6331 | 4.9605 | 1.0744
13 | 0.093046 | 40.5623 | 0.018057 | -54.5601 | -31.3203 | 2.5014 | 15.8428 | 9.4313 | 0.62697 | 0.93313 | 5.6461 | 0.88472 | 0.27483 | -0.20406 | 1.5182 | 1.7142 | 5.009 | 1.0284
14 | 0.059418 | 38.1678 | 0.040475 | -52.0522 | -32.2516 | 2.522 | 15.6331 | 9.4158 | 0.56627 | 1.03 | 5.7552 | 1.0707 | 0.33619 | -0.14181 | 1.5865 | 2.0355 | 5.2118 | 1.0149
15 | 0.033474 | 36.5915 | 0.065128 | -51.5222 | -30.4967 | 2.6254 | 14.6678 | 8.8803 | 0.49804 | 1.0914 | 5.7239 | 1.2528 | 0.39865 | -0.099725 | 1.6861 | 2.3367 | 5.3088 | 0.95857
16 | -0.040164 | 46.3025 | -0.025897 | -39.5973 | -35.2298 | 7.41 | 24.092 | 14.9761 | 2.7405 | 3.2069 | 6.4225 | 1.7847 | 0.89925 | 1.1785 | 3.5038 | 3.8813 | 6.3772 | 4.3179
17 | -0.25117 | 58.1646 | -0.15592 | -6.3128 | -37.1751 | 8.2496 | 34.0747 | 18.3236 | 2.8439 | 5.5483 | 11.574 | 5.0616 | 2.3321 | 2.8549 | 6.1771 | 8.8402 | -6.706 | -5.4459
18 | -0.25038 | 60.6337 | -0.15336 | -0.48498 | -36.0034 | 8.2435 | 33.9046 | 17.8468 | 2.8336 | 5.7752 | 13.3279 | 5.3332 | 2.4399 | 2.9904 | 6.551 | 9.2224 | -6.8966 | -5.5866
19 | -0.21646 | 52.5695 | -0.068772 | -0.42624 | -41.4139 | 7.535 | 29.3155 | 16.2582 | 2.4977 | 5.0983 | 10.9627 | 4.5021 | 2.1407 | 2.6503 | 6.0831 | 7.8032 | -6.6681 | -5.3151
20 | -0.19574 | 55.3983 | -0.0067054 | -0.49694 | -42.1662 | 6.969 | 28.0019 | 15.6399 | 2.4662 | 4.6306 | 8.5088 | 3.9194 | 1.9924 | 2.403 | 5.7935 | 6.6985 | 0.035396 | -0.091578
21 | -0.13117 | 40.9192 | 0.045998 | -0.32976 | -48.8297 | 6.063 | 20.1986 | 12.8878 | 1.9951 | 3.6279 | 6.4567 | 2.9474 | 1.5511 | 1.9018 | 5.0738 | 4.4931 | -3.5927 | -3.7798
22 | -0.12016 | 43.5521 | 0.076784 | -0.38395 | -49.1676 | 5.7346 | 20.3306 | 13.1511 | 1.9481 | 3.3499 | 5.3209 | 2.3803 | 1.4469 | 1.7074 | 4.3883 | 3.5604 | 0.29267 | 0.1787
23 | -0.098839 | 40.8164 | 0.086741 | -0.36089 | -50.4296 | 5.3815 | 18.518 | 12.2325 | 1.8209 | 2.755 | 4.554 | 1.7152 | 1.2905 | 1.5486 | 3.8121 | 2.7299 | 0.36318 | 0.23796

## SHAP_total_origin
TG1 | TG2 | TG3 | RG1 | RG2 | ES1_dis | ES2_dis | D1 | D2 | D3 | D4 | D5 | D6 | D7 | D8 | D9 | D10 | D11 | ES1_ch | ES2_ch
-1.5609 | 982.644 | 0.98347 | -716.0479 | -736.8533 | -47.07 | -29.8995 | 104.1813 | 431.4302 | 244.373 | 34.8101 | 54.1475 | 142.5057 | 43.941 | 20.8486 | 20.9942 | 75.2108 | 76.7805 | 53.1224 | 15.808

## SHAP_total
TG1 | TG2 | TG3 | RG1 | RG2 | D1 | D2 | D3 | D4 | D5 | D6 | D7 | D8 | D9 | D10 | D11 | ES1 | ES2
-1.5609 | 982.644 | 0.98347 | -716.0479 | -736.8533 | 104.1813 | 431.4302 | 244.373 | 34.8101 | 54.1475 | 142.5057 | 43.941 | 20.8486 | 20.9942 | 75.2108 | 76.7805 | 6.0524 | -14.0914

## SHAP_checkpoints_t
period | sample_count | TG1 | TG2 | TG3 | RG1 | RG2 | D1 | D2 | D3 | D4 | D5 | D6 | D7 | D8 | D9 | D10 | D11 | ES1 | ES2
0 | 100 | -4.0799 | 46.9284 | -4.3155 | 0.29037 | -59.3152 | -4.0065 | 45.1142 | 7.888 | -0.085917 | -6.7353 | -3.7604 | 7.6093 | -9.6821 | 6.8705 | 5.8338 | 8.2473 | 21.4558 | 7.3182
0 | 500 | -2.1182 | 47.0132 | 0.3744 | -4.5274 | -51.9724 | 9.6494 | 27.4323 | 17.6182 | 2.1902 | -3.7781 | 2.7606 | 1.0566 | -2.9102 | 3.3874 | 5.2958 | 3.1938 | 5.5338 | 5.3758
0 | 1000 | 0.12531 | 47.9978 | 2.3158 | -2.5653 | -48.5419 | 4.9153 | 23.3127 | 16.2482 | 1.2979 | -5.5437 | 4.0245 | 0.10846 | 0.53192 | 1.291 | 6.435 | 3.8848 | 5.4332 | 4.3044
0 | 1500 | -0.70314 | 47.7416 | 2.1388 | -1.5537 | -49.7693 | 5.0523 | 24.7486 | 13.8022 | 2.3443 | -1.46 | 4.2549 | -0.95007 | 0.61873 | 0.36149 | 5.5486 | 3.6159 | 6.0805 | 3.7033
0 | 2000 | -2.2237 | 47.7816 | 1.3036 | -0.78449 | -51.5133 | 3.8934 | 24.0893 | 15.0492 | 2.1924 | -0.10019 | 3.6142 | -0.13995 | 1.6941 | 1.2135 | 6.3095 | 2.2639 | 7.0525 | 3.8795
0 | 2500 | -1.5218 | 47.5707 | 0.78687 | -0.67012 | -51.9165 | 4.9334 | 24.7963 | 13.9066 | 2.4355 | 0.10279 | 3.0468 | 0.31527 | 0.84014 | 1.195 | 6.1978 | 1.5443 | 6.6084 | 5.4038
0 | 3000 | -1.5115 | 47.993 | 0.62751 | -0.52558 | -51.5804 | 4.5225 | 25.1352 | 13.1461 | 2.498 | 0.52194 | 2.786 | 0.42618 | 0.44096 | 1.0878 | 6.1494 | 1.613 | 8.1169 | 4.128
0 | 3500 | -1.2793 | 47.5541 | 1.1348 | -0.20101 | -50.5891 | 4.3151 | 24.9952 | 12.8307 | 1.6106 | 0.87452 | 3.6069 | 0.26203 | 0.5235 | 1.1364 | 5.364 | 0.58877 | 8.3284 | 4.5196
0 | 4000 | -0.84327 | 47.7797 | 0.56497 | -0.04462 | -51.0242 | 4.5241 | 23.8724 | 13.0134 | 1.3157 | 1.2063 | 3.508 | 0.35658 | 1.0032 | 1.3836 | 4.6416 | 1.0873 | 8.7124 | 4.5181
0 | 4500 | -0.71125 | 47.8069 | -0.0077287 | -0.21667 | -50.7467 | 4.0429 | 23.4972 | 13.1563 | 1.2648 | 1.2548 | 3.5235 | 0.52352 | 1.0693 | 1.1909 | 4.9361 | 1.2239 | 8.0724 | 5.6951
0 | 5000 | -0.71891 | 47.8227 | -0.12667 | -0.37649 | -50.7364 | 4.0204 | 23.6078 | 12.6843 | 1.0933 | 1.6628 | 3.3178 | 1.136 | 1.0405 | 1.3131 | 4.8837 | 1.562 | 7.7624 | 5.6267
0 | 5500 | -1.2341 | 47.9648 | 0.077776 | -0.92191 | -50.7475 | 4.8495 | 22.5642 | 12.7074 | 1.0068 | 1.8205 | 3.7439 | 1.3341 | 0.71518 | 1.9399 | 4.5073 | 1.7832 | 7.6632 | 5.8009
0 | 6000 | -1.1433 | 47.5684 | 0.094069 | -0.75731 | -50.363 | 4.7418 | 22.7157 | 12.666 | 1.4601 | 1.9406 | 4.1064 | 1.0771 | 0.6315 | 1.9586 | 4.668 | 1.4067 | 7.062 | 5.7418
0 | 6500 | -0.71381 | 48.0352 | -0.093261 | -1.2999 | -50.236 | 5.1019 | 23.0945 | 12.5795 | 1.3761 | 1.6843 | 4.093 | 0.91593 | 0.65526 | 1.9915 | 4.7044 | 1.3375 | 6.9164 | 5.4327
0 | 7000 | -0.71576 | 47.6736 | 0.24196 | -1.3822 | -49.3298 | 4.9204 | 22.8817 | 12.5038 | 1.3822 | 2.0005 | 4.0459 | 1.3044 | 0.28893 | 1.7747 | 4.4895 | 1.3945 | 6.6625 | 5.4382
0 | 7500 | -0.71599 | 47.8776 | 0.1857 | -0.93329 | -49.697 | 5.3478 | 22.9089 | 12.385 | 1.4048 | 1.7702 | 3.8375 | 1.6031 | 0.11176 | 1.8171 | 3.7555 | 1.7897 | 6.7972 | 5.3297
0 | 8000 | -0.87294 | 47.9677 | 0.25893 | -1.0595 | -49.457 | 5.5892 | 22.7574 | 11.8811 | 1.3884 | 1.8011 | 3.8293 | 1.6929 | -0.1036 | 1.7145 | 3.6349 | 1.9278 | 7.147 | 5.4779
0 | 8500 | -0.67158 | 47.584 | 0.36957 | -1.005 | -49.4083 | 5.7483 | 22.7465 | 11.9005 | 1.6565 | 1.891 | 3.6316 | 1.554 | 0.0073311 | 1.5989 | 3.6429 | 1.8541 | 7.0758 | 5.3991
0 | 9000 | -0.70168 | 47.3567 | 0.37993 | -0.89615 | -49.1248 | 5.6476 | 22.8573 | 11.5836 | 1.6824 | 2.07 | 3.803 | 1.5282 | -0.13706 | 1.6494 | 3.7062 | 1.6553 | 7.255 | 5.26
0 | 9500 | -0.81485 | 47.2603 | 0.20173 | -0.87007 | -48.2148 | 5.5726 | 22.5228 | 11.4847 | 1.4367 | 2.0102 | 3.5289 | 1.3471 | -0.0081828 | 1.7667 | 3.7378 | 1.6136 | 7.3281 | 5.6717
0 | 10000 | -0.75172 | 47.0402 | 0.33376 | -0.89875 | -48.3658 | 5.5315 | 22.3723 | 11.5216 | 1.4519 | 2.2086 | 3.5959 | 1.0544 | -0.12671 | 1.7126 | 4.0032 | 1.6519 | 7.7253 | 5.5151
0 | 10500 | -0.75424 | 47.0177 | 0.27628 | -0.61285 | -48.813 | 5.2472 | 22.4253 | 11.7682 | 1.2834 | 2.2869 | 3.5216 | 1.1106 | 0.24748 | 1.6289 | 4.0117 | 1.6899 | 7.8131 | 5.4271
0 | 11000 | -0.82528 | 46.7679 | 0.22717 | -0.7456 | -48.8332 | 5.3625 | 22.4119 | 11.9553 | 1.1777 | 2.4233 | 3.4371 | 0.75817 | 0.42309 | 1.7413 | 3.9782 | 1.8363 | 8.0937 | 5.3856
0 | 11500 | -0.73614 | 46.6185 | 0.13129 | -0.63334 | -48.4231 | 5.3894 | 22.1044 | 12.1655 | 0.97929 | 2.2361 | 3.3746 | 1.007 | 0.39907 | 1.6777 | 4.1067 | 1.9637 | 7.8976 | 5.3168
0 | 12000 | -0.84799 | 46.4267 | 0.062483 | -0.7527 | -48.8353 | 5.3793 | 22.2579 | 12.4776 | 1.0665 | 1.964 | 3.3806 | 0.99473 | 0.37103 | 1.661 | 4.4003 | 1.9493 | 8.2468 | 5.3731
0 | 12500 | -0.85302 | 46.6732 | -0.024526 | -0.94707 | -48.8922 | 5.2912 | 22.3512 | 12.2883 | 1.2284 | 2.0426 | 3.6247 | 0.94566 | 0.32729 | 1.7918 | 4.2672 | 2.0244 | 8.1403 | 5.2957
0 | 13000 | -0.90377 | 46.7461 | 0.0602 | -0.9027 | -48.9296 | 5.0606 | 22.4671 | 12.3625 | 1.3335 | 2.0368 | 3.6095 | 0.90377 | 0.40536 | 1.6859 | 4.2386 | 2.0838 | 7.7751 | 5.5425
0 | 13500 | -0.82866 | 46.6088 | 0.061939 | -0.89388 | -49.0743 | 5.0888 | 22.7062 | 12.5333 | 1.4882 | 1.8469 | 3.6187 | 1.1633 | 0.36387 | 1.4197 | 4.1736 | 1.9129 | 7.8901 | 5.4956
0 | 14000 | -0.83569 | 46.5872 | 0.075647 | -0.92791 | -48.9573 | 5.2357 | 22.6009 | 12.7946 | 1.5003 | 1.8672 | 3.6207 | 1.1105 | 0.37766 | 1.4115 | 4.1229 | 1.913 | 7.403 | 5.6754
0 | 14500 | -0.91721 | 46.6373 | 0.078635 | -0.95665 | -49.1514 | 5.3991 | 22.6347 | 12.7311 | 1.506 | 1.9982 | 3.61 | 1.1303 | 0.34261 | 1.2976 | 4.2146 | 1.984 | 7.3121 | 5.7243
0 | 15000 | -0.78316 | 46.632 | 0.18844 | -0.95472 | -49.1945 | 5.5579 | 22.5636 | 12.5708 | 1.4458 | 1.9608 | 3.6239 | 1.1354 | 0.37289 | 1.2368 | 4.1873 | 1.9064 | 7.4704 | 5.6551
0 | 15500 | -0.74658 | 46.8287 | 0.14675 | -1.0087 | -49.0986 | 5.4857 | 22.4505 | 12.4966 | 1.5618 | 1.962 | 3.3847 | 0.97353 | 0.54977 | 1.2011 | 4.1923 | 1.5786 | 7.6386 | 5.9784
0 | 16000 | -0.75986 | 46.9568 | 0.19237 | -0.91781 | -49.1937 | 5.4018 | 22.216 | 12.6262 | 1.5836 | 2.0946 | 3.357 | 1.0318 | 0.62714 | 1.2127 | 4.1251 | 1.5894 | 7.312 | 6.1198
0 | 16500 | -0.7856 | 46.8823 | 0.29094 | -1.0592 | -49.0373 | 5.4762 | 22.3603 | 12.6105 | 1.6718 | 2.1747 | 3.2329 | 1.1027 | 0.53083 | 1.222 | 4.0849 | 1.4583 | 7.3536 | 6.0052
0 | 17000 | -0.8984 | 46.9413 | 0.22919 | -1.1283 | -48.9865 | 5.4041 | 22.5259 | 12.7043 | 1.7024 | 2.119 | 3.2582 | 0.9487 | 0.56591 | 1.2384 | 4.0399 | 1.5393 | 7.3784 | 5.9934
0 | 17500 | -0.92065 | 47.2161 | 0.26564 | -1.0677 | -48.9801 | 5.2613 | 22.3389 | 12.6772 | 1.7745 | 2.1108 | 3.3227 | 1.0559 | 0.43744 | 1.2498 | 3.9812 | 1.5397 | 7.3184 | 5.994
0 | 18000 | -0.83622 | 47.369 | 0.27964 | -1.2068 | -49.167 | 5.2821 | 22.3742 | 12.5847 | 1.7862 | 2.0624 | 3.3584 | 1.0568 | 0.48741 | 1.3955 | 3.8736 | 1.4291 | 7.4596 | 5.9864
0 | 18500 | -0.76066 | 47.2357 | 0.22772 | -0.97497 | -49.1672 | 5.3225 | 22.2987 | 12.623 | 1.8112 | 1.98 | 3.3874 | 0.9205 | 0.56148 | 1.4793 | 3.9826 | 1.3985 | 7.2485 | 6.0009
0 | 19000 | -0.64165 | 47.2866 | 0.24449 | -0.84178 | -49.0901 | 5.2659 | 22.357 | 12.6287 | 1.7447 | 1.9359 | 3.2002 | 0.98064 | 0.62377 | 1.4987 | 3.8737 | 1.521 | 7.1811 | 5.8062
0 | 19500 | -0.64107 | 47.3422 | 0.11338 | -0.8271 | -48.9446 | 5.2808 | 22.3204 | 12.394 | 1.8373 | 1.8893 | 3.1963 | 0.98139 | 0.63345 | 1.5992 | 3.9207 | 1.5048 | 7.1925 | 5.7822
0 | 20000 | -0.67539 | 47.4367 | 0.097893 | -0.78449 | -48.9723 | 5.2249 | 22.5376 | 12.3424 | 1.9259 | 2.0683 | 3.1946 | 0.91227 | 0.63747 | 1.5333 | 4.1332 | 1.4982 | 6.8858 | 5.5788
0 | 20500 | -0.59461 | 47.4341 | 0.21627 | -0.75953 | -48.9795 | 5.2556 | 22.4593 | 12.3451 | 1.8151 | 1.8952 | 3.2074 | 0.90928 | 0.49692 | 1.6109 | 4.0835 | 1.573 | 7.0194 | 5.5877
0 | 21000 | -0.53877 | 47.3966 | 0.24712 | -0.69874 | -49.0086 | 5.0893 | 22.4127 | 12.4212 | 1.8302 | 1.9146 | 3.1384 | 0.88615 | 0.55727 | 1.5716 | 4.0593 | 1.5879 | 7.2 | 5.5089
0 | 21500 | -0.58931 | 47.2763 | 0.1399 | -0.58085 | -48.8094 | 5.1165 | 22.2584 | 12.4814 | 1.8058 | 1.9094 | 3.1354 | 0.83755 | 0.46779 | 1.6122 | 4.1145 | 1.5822 | 7.2251 | 5.5923
0 | 22000 | -0.58273 | 47.1668 | 0.19965 | -0.62986 | -48.9518 | 5.1035 | 22.2308 | 12.4946 | 1.9541 | 1.9468 | 3.084 | 0.84126 | 0.54157 | 1.5422 | 4.1087 | 1.7358 | 7.3537 | 5.4362
0 | 22500 | -0.64221 | 47.1307 | 0.041385 | -0.6926 | -48.694 | 5.0222 | 22.281 | 12.4992 | 1.9483 | 2.1186 | 3.0624 | 0.86224 | 0.63125 | 1.5035 | 3.9796 | 1.7267 | 7.3482 | 5.4489
0 | 23000 | -0.77673 | 47.1187 | 0.24031 | -0.70825 | -48.6173 | 5.0544 | 22.2879 | 12.4293 | 2.0943 | 1.9448 | 3.1587 | 0.95337 | 0.63559 | 1.4669 | 3.7716 | 1.7664 | 7.2448 | 5.5102
0 | 23500 | -0.76898 | 47.0802 | 0.1593 | -0.65037 | -48.4877 | 5.0644 | 22.1968 | 12.4514 | 2.0996 | 1.9997 | 3.1834 | 0.91315 | 0.73279 | 1.4193 | 3.794 | 1.6794 | 7.3376 | 5.3712
0 | 24000 | -0.80626 | 47.1462 | 0.18631 | -0.67046 | -48.5486 | 5.047 | 22.2514 | 12.459 | 2.103 | 1.9932 | 3.2644 | 0.91211 | 0.77276 | 1.3839 | 3.7733 | 1.6123 | 7.3952 | 5.3003
0 | 24500 | -0.82597 | 47.2753 | 0.20955 | -0.66603 | -48.5042 | 5.0829 | 22.212 | 12.5026 | 2.0419 | 2.0478 | 3.2963 | 0.78812 | 0.67097 | 1.3286 | 3.7625 | 1.5986 | 7.5228 | 5.2313
0 | 25000 | -0.84712 | 47.3332 | 0.21554 | -0.65616 | -48.6423 | 5.0328 | 22.4025 | 12.4325 | 2.0501 | 2.0845 | 3.315 | 0.88511 | 0.65722 | 1.3404 | 3.7801 | 1.6313 | 7.4307 | 5.1298
0 | 25500 | -0.80231 | 47.3433 | 0.22297 | -0.61114 | -48.5774 | 4.9519 | 22.4142 | 12.461 | 2.093 | 2.0948 | 3.2999 | 0.88158 | 0.72013 | 1.3384 | 3.654 | 1.5552 | 7.4508 | 5.0849
0 | 26000 | -0.74502 | 47.4044 | 0.2194 | -0.6384 | -48.5645 | 4.9489 | 22.2393 | 12.4446 | 2.2601 | 2.1029 | 3.3317 | 0.88241 | 0.76161 | 1.2281 | 3.6086 | 1.5987 | 7.3691 | 5.1233
0 | 26500 | -0.76751 | 47.3282 | 0.18552 | -0.69412 | -48.6155 | 4.9796 | 22.2316 | 12.4485 | 2.216 | 2.1895 | 3.3118 | 0.8906 | 0.84446 | 1.178 | 3.6197 | 1.6199 | 7.3485 | 5.2605
0 | 27000 | -0.71082 | 47.3721 | 0.18548 | -0.69871 | -48.4985 | 4.9669 | 22.2246 | 12.3963 | 2.2475 | 2.1902 | 3.3879 | 0.88243 | 0.84022 | 1.1647 | 3.57 | 1.6853 | 7.2689 | 5.1007
0 | 27500 | -0.5675 | 47.3411 | 0.13436 | -0.70483 | -48.5481 | 4.9244 | 22.2945 | 12.3787 | 2.2441 | 2.175 | 3.3636 | 0.83604 | 0.89041 | 1.1695 | 3.5105 | 1.7026 | 7.2793 | 5.1516
0 | 28000 | -0.56669 | 47.3439 | 0.23951 | -0.66273 | -48.4541 | 4.9482 | 22.2598 | 12.2755 | 2.3608 | 2.1736 | 3.2764 | 0.80854 | 0.87745 | 1.1757 | 3.5215 | 1.6125 | 7.2899 | 5.0953
0 | 28500 | -0.58957 | 47.3627 | 0.23808 | -0.67557 | -48.3486 | 4.9862 | 22.2206 | 12.3113 | 2.3152 | 2.233 | 3.2657 | 0.7715 | 0.82667 | 1.263 | 3.4719 | 1.5868 | 7.0926 | 5.2437
0 | 29000 | -0.51899 | 47.4282 | 0.20922 | -0.65278 | -48.4423 | 5.0092 | 22.0192 | 12.4263 | 2.3395 | 2.2338 | 3.2671 | 0.77288 | 0.81736 | 1.2364 | 3.5174 | 1.655 | 7.1065 | 5.151
0 | 29500 | -0.49982 | 47.4751 | 0.25229 | -0.60576 | -48.3664 | 5.0175 | 22.0066 | 12.4491 | 2.2924 | 2.1453 | 3.171 | 0.764 | 0.8208 | 1.1584 | 3.4602 | 1.6564 | 7.1549 | 5.2231
0 | 30000 | -0.48996 | 47.438 | 0.24859 | -0.56758 | -48.4212 | 5.0975 | 22.0064 | 12.4685 | 2.2167 | 2.1371 | 3.1874 | 0.76888 | 0.73805 | 1.1289 | 3.5031 | 1.6845 | 7.0837 | 5.3465
0 | 30500 | -0.46018 | 47.4678 | 0.2676 | -0.50764 | -48.2958 | 5.1469 | 22.0157 | 12.4765 | 2.1824 | 2.0796 | 3.176 | 0.72924 | 0.71855 | 1.1756 | 3.4479 | 1.6166 | 7.068 | 5.2702
0 | 31000 | -0.48533 | 47.5061 | 0.29753 | -0.48977 | -48.3602 | 5.1622 | 22.0109 | 12.3766 | 2.0848 | 2.1421 | 3.1678 | 0.8259 | 0.67347 | 1.2473 | 3.444 | 1.6014 | 7.0865 | 5.2839
0 | 31500 | -0.41697 | 47.5454 | 0.32955 | -0.54436 | -48.3025 | 5.1804 | 21.9652 | 12.3738 | 2.096 | 2.0679 | 3.2226 | 0.90655 | 0.71355 | 1.1633 | 3.4404 | 1.5186 | 7.0845 | 5.2311
0 | 32000 | -0.41752 | 47.4704 | 0.35432 | -0.57666 | -48.2906 | 5.1463 | 21.9935 | 12.4138 | 1.9658 | 2.0825 | 3.3012 | 0.92764 | 0.7061 | 1.2205 | 3.4416 | 1.5119 | 7.0889 | 5.2355
0 | 32500 | -0.37996 | 47.4388 | 0.34266 | -0.59422 | -48.3092 | 5.1504 | 21.959 | 12.3735 | 2.044 | 2.0878 | 3.258 | 1.0083 | 0.78135 | 1.249 | 3.2966 | 1.4715 | 7.1147 | 5.2829
0 | 33000 | -0.35401 | 47.3778 | 0.28895 | -0.5966 | -48.3475 | 5.1835 | 21.8647 | 12.4769 | 2.0009 | 2.1125 | 3.3124 | 0.95181 | 0.86436 | 1.2564 | 3.2168 | 1.4279 | 7.1743 | 5.3641
0 | 33500 | -0.38412 | 47.316 | 0.28225 | -0.64292 | -48.3233 | 5.1803 | 21.9056 | 12.3633 | 2.0784 | 2.1584 | 3.3514 | 1.0136 | 0.95557 | 1.229 | 3.2549 | 1.4033 | 7.1289 | 5.3048
0 | 34000 | -0.359 | 47.3069 | 0.25118 | -0.55389 | -48.3409 | 5.1394 | 21.8918 | 12.3258 | 2.0255 | 2.1201 | 3.3995 | 1.019 | 0.94335 | 1.1542 | 3.3271 | 1.3956 | 7.1573 | 5.3721
0 | 34500 | -0.39256 | 47.3406 | 0.25836 | -0.55112 | -48.2956 | 5.1513 | 21.8023 | 12.3562 | 1.976 | 2.1684 | 3.3585 | 1.0542 | 0.98163 | 1.1511 | 3.2528 | 1.4367 | 7.1373 | 5.389
0 | 35000 | -0.40833 | 47.3392 | 0.34591 | -0.50525 | -48.2637 | 5.2233 | 21.7321 | 12.342 | 1.9586 | 2.2174 | 3.3404 | 0.99666 | 1.0009 | 1.086 | 3.272 | 1.3967 | 7.1015 | 5.3997
0 | 35500 | -0.34319 | 47.3356 | 0.34518 | -0.55171 | -48.3572 | 5.2193 | 21.7574 | 12.3207 | 1.9406 | 2.2467 | 3.4012 | 0.97345 | 1.0471 | 1.0647 | 3.2763 | 1.3693 | 7.1287 | 5.4011
0 | 36000 | -0.32382 | 47.3321 | 0.36166 | -0.56794 | -48.4067 | 5.2684 | 21.7873 | 12.4146 | 1.9187 | 2.2083 | 3.3939 | 0.88936 | 1.0487 | 0.9979 | 3.2685 | 1.363 | 7.2314 | 5.3898
0 | 36500 | -0.32072 | 47.3503 | 0.37091 | -0.53018 | -48.3574 | 5.2412 | 21.8483 | 12.3507 | 1.932 | 2.2044 | 3.4201 | 0.81032 | 1.0175 | 0.97091 | 3.2722 | 1.428 | 7.2228 | 5.344
0 | 37000 | -0.26544 | 47.2977 | 0.35347 | -0.597 | -48.3872 | 5.2342 | 21.841 | 12.3807 | 1.9179 | 2.2273 | 3.4619 | 0.84561 | 1.0759 | 0.98925 | 3.1953 | 1.4548 | 7.2333 | 5.3165
0 | 37500 | -0.31036 | 47.3175 | 0.29016 | -0.57054 | -48.4124 | 5.28 | 21.8009 | 12.3841 | 1.8835 | 2.2941 | 3.4419 | 0.80533 | 1.1134 | 0.996 | 3.1878 | 1.4738 | 7.2429 | 5.357
0 | 38000 | -0.41952 | 47.3729 | 0.25201 | -0.6101 | -48.3838 | 5.2828 | 21.711 | 12.4706 | 1.8193 | 2.2972 | 3.4616 | 0.83126 | 1.0619 | 0.95647 | 3.2171 | 1.4861 | 7.2947 | 5.4735
0 | 38500 | -0.42629 | 47.373 | 0.28375 | -0.58756 | -48.4263 | 5.3421 | 21.757 | 12.4771 | 1.8542 | 2.2452 | 3.4564 | 0.78533 | 1.0328 | 0.93527 | 3.2297 | 1.4894 | 7.3428 | 5.4112
0 | 39000 | -0.42253 | 47.3722 | 0.29094 | -0.58656 | -48.3684 | 5.3041 | 21.7544 | 12.5017 | 1.8233 | 2.1962 | 3.4966 | 0.78024 | 1.013 | 0.94883 | 3.2481 | 1.4845 | 7.2865 | 5.4522
0 | 39500 | -0.41222 | 47.4937 | 0.31427 | -0.55806 | -48.3354 | 5.3358 | 21.749 | 12.4862 | 1.8151 | 2.0954 | 3.4961 | 0.85528 | 0.94733 | 1.0399 | 3.2535 | 1.4051 | 7.2369 | 5.3573
0 | 40000 | -0.35671 | 47.5642 | 0.33402 | -0.63908 | -48.3585 | 5.3579 | 21.7446 | 12.4793 | 1.8065 | 2.0769 | 3.5157 | 0.83519 | 0.93336 | 1.0483 | 3.2639 | 1.3878 | 7.2432 | 5.3387
0 | 40500 | -0.3371 | 47.5793 | 0.33843 | -0.7345 | -48.3723 | 5.3052 | 21.7402 | 12.4741 | 1.8649 | 2.0508 | 3.4757 | 0.8597 | 0.88 | 1.0601 | 3.3017 | 1.3713 | 7.3492 | 5.3685
0 | 41000 | -0.31558 | 47.5748 | 0.33435 | -0.72653 | -48.3569 | 5.341 | 21.7192 | 12.4262 | 1.906 | 2.087 | 3.5519 | 0.83745 | 0.88308 | 1.0476 | 3.3065 | 1.3407 | 7.3421 | 5.2764
0 | 41500 | -0.33203 | 47.497 | 0.32047 | -0.68024 | -48.288 | 5.2562 | 21.7621 | 12.4521 | 1.9126 | 2.0963 | 3.581 | 0.815 | 0.8796 | 0.97228 | 3.3298 | 1.3646 | 7.2715 | 5.3649
0 | 42000 | -0.31143 | 47.4693 | 0.29688 | -0.64591 | -48.3214 | 5.2867 | 21.8618 | 12.4221 | 1.8508 | 2.0733 | 3.6067 | 0.83652 | 0.89204 | 0.96992 | 3.3114 | 1.3702 | 7.2396 | 5.3665
0 | 42500 | -0.34135 | 47.492 | 0.2297 | -0.62266 | -48.2948 | 5.2634 | 21.7903 | 12.4796 | 1.8215 | 2.0904 | 3.574 | 0.82049 | 0.91172 | 1.0232 | 3.272 | 1.3708 | 7.2943 | 5.4005
0 | 43000 | -0.33461 | 47.5378 | 0.24475 | -0.60216 | -48.3099 | 5.2997 | 21.7605 | 12.5065 | 1.8145 | 2.1031 | 3.5343 | 0.89009 | 0.85098 | 1.0338 | 3.2327 | 1.3529 | 7.2876 | 5.3727
0 | 43500 | -0.36205 | 47.521 | 0.21553 | -0.57566 | -48.2964 | 5.3325 | 21.775 | 12.5137 | 1.7992 | 2.0642 | 3.5108 | 0.8353 | 0.91876 | 1.0295 | 3.2557 | 1.385 | 7.2709 | 5.3821
0 | 44000 | -0.39046 | 47.4943 | 0.23166 | -0.57019 | -48.2938 | 5.3737 | 21.7822 | 12.561 | 1.7948 | 2.0402 | 3.5356 | 0.80551 | 0.88768 | 0.99312 | 3.2544 | 1.4099 | 7.3551 | 5.3105
0 | 44500 | -0.32873 | 47.4489 | 0.23456 | -0.58288 | -48.2157 | 5.3718 | 21.7223 | 12.5532 | 1.7866 | 2.0393 | 3.5398 | 0.83949 | 0.86448 | 0.96077 | 3.2398 | 1.4505 | 7.3299 | 5.321
0 | 45000 | -0.3456 | 47.4468 | 0.18963 | -0.60482 | -48.2194 | 5.3546 | 21.7548 | 12.5666 | 1.8023 | 2.0587 | 3.4998 | 0.89466 | 0.88742 | 1.0066 | 3.1899 | 1.497 | 7.3489 | 5.2472
0 | 45500 | -0.35729 | 47.411 | 0.19859 | -0.54706 | -48.2846 | 5.4152 | 21.8061 | 12.5803 | 1.8123 | 2.0218 | 3.4599 | 0.95542 | 0.89173 | 0.96542 | 3.2181 | 1.5296 | 7.2528 | 5.2459
0 | 46000 | -0.34772 | 47.3929 | 0.20398 | -0.53379 | -48.3138 | 5.4389 | 21.7568 | 12.5634 | 1.8367 | 1.9777 | 3.4441 | 0.98939 | 0.8975 | 0.9735 | 3.2461 | 1.5928 | 7.2515 | 5.2054
0 | 46500 | -0.34784 | 47.3535 | 0.2433 | -0.49551 | -48.2954 | 5.3794 | 21.7435 | 12.5847 | 1.8165 | 1.9963 | 3.54 | 1.0161 | 0.89258 | 1.004 | 3.2135 | 1.6077 | 7.2174 | 5.1053
0 | 47000 | -0.35808 | 47.4149 | 0.25831 | -0.44118 | -48.2852 | 5.3828 | 21.7273 | 12.5606 | 1.8065 | 1.9482 | 3.5173 | 0.98273 | 0.90283 | 0.98942 | 3.2016 | 1.609 | 7.1939 | 5.1642
0 | 47500 | -0.36161 | 47.4442 | 0.28599 | -0.41987 | -48.278 | 5.3603 | 21.7205 | 12.5261 | 1.7881 | 1.9786 | 3.5204 | 0.99125 | 0.86136 | 1.0006 | 3.2069 | 1.6078 | 7.2049 | 5.1376
0 | 48000 | -0.35971 | 47.5067 | 0.29545 | -0.44143 | -48.3015 | 5.3415 | 21.7393 | 12.4994 | 1.7425 | 1.9645 | 3.5722 | 1.0107 | 0.85741 | 0.99731 | 3.1753 | 1.6504 | 7.216 | 5.1091
0 | 48500 | -0.37309 | 47.4834 | 0.30724 | -0.4709 | -48.3674 | 5.4017 | 21.7226 | 12.4713 | 1.7768 | 1.9487 | 3.5879 | 0.96278 | 0.86652 | 1.0374 | 3.2141 | 1.6898 | 7.1975 | 5.1187
0 | 49000 | -0.38438 | 47.4855 | 0.25988 | -0.46758 | -48.3996 | 5.3406 | 21.7166 | 12.5165 | 1.8341 | 1.9679 | 3.5945 | 0.93637 | 0.86737 | 1.0245 | 3.1778 | 1.7062 | 7.2763 | 5.1228
0 | 49500 | -0.37468 | 47.508 | 0.24966 | -0.52797 | -48.3702 | 5.341 | 21.6963 | 12.5144 | 1.8843 | 1.89 | 3.6457 | 0.9986 | 0.82181 | 1.0178 | 3.2095 | 1.715 | 7.2408 | 5.1152
0 | 50000 | -0.36545 | 47.5403 | 0.22587 | -0.50982 | -48.4371 | 5.2816 | 21.7309 | 12.5179 | 1.8499 | 1.915 | 3.6243 | 1.0508 | 0.84496 | 1.0043 | 3.2081 | 1.7578 | 7.2117 | 5.124
0 | 50500 | -0.42856 | 47.5344 | 0.22162 | -0.50849 | -48.4934 | 5.2485 | 21.6462 | 12.6046 | 1.8058 | 1.8717 | 3.6463 | 1.0296 | 0.94912 | 0.98821 | 3.2454 | 1.7996 | 7.2465 | 5.1681
0 | 51000 | -0.4309 | 47.5733 | 0.23015 | -0.52989 | -48.4479 | 5.2351 | 21.5966 | 12.6283 | 1.8091 | 1.8782 | 3.6482 | 1.0508 | 0.89748 | 1.0199 | 3.1605 | 1.7892 | 7.2849 | 5.1821
0 | 51500 | -0.42606 | 47.5754 | 0.17805 | -0.51137 | -48.4853 | 5.2643 | 21.605 | 12.6171 | 1.8068 | 1.905 | 3.6616 | 1.0051 | 0.91556 | 1.0094 | 3.1889 | 1.7449 | 7.2963 | 5.2244
0 | 52000 | -0.42452 | 47.5237 | 0.15494 | -0.48995 | -48.5125 | 5.2979 | 21.6271 | 12.6203 | 1.8036 | 1.8945 | 3.6474 | 1.0288 | 0.90695 | 0.99892 | 3.1866 | 1.7484 | 7.2996 | 5.2633
0 | 52500 | -0.43865 | 47.4616 | 0.11377 | -0.48385 | -48.5065 | 5.2859 | 21.612 | 12.6552 | 1.7767 | 1.9219 | 3.6995 | 1.0652 | 0.85318 | 0.99926 | 3.2182 | 1.7828 | 7.3059 | 5.2531
0 | 53000 | -0.39823 | 47.5228 | 0.10105 | -0.53523 | -48.4893 | 5.3539 | 21.5629 | 12.6338 | 1.794 | 1.9657 | 3.6877 | 1.0226 | 0.83621 | 1.0181 | 3.2026 | 1.8075 | 7.2554 | 5.2338
0 | 53500 | -0.39717 | 47.5538 | 0.16107 | -0.53198 | -48.4612 | 5.343 | 21.4747 | 12.6189 | 1.7895 | 2.0319 | 3.6917 | 1.0298 | 0.82745 | 0.97773 | 3.2295 | 1.7901 | 7.2053 | 5.2412
0 | 54000 | -0.37792 | 47.5333 | 0.1763 | -0.47324 | -48.4422 | 5.3915 | 21.4759 | 12.5502 | 1.8199 | 2.0204 | 3.6697 | 1.0584 | 0.8408 | 0.94418 | 3.1992 | 1.775 | 7.1753 | 5.2381
0 | 54500 | -0.38711 | 47.5205 | 0.2068 | -0.46122 | -48.3939 | 5.3501 | 21.4316 | 12.5254 | 1.8066 | 2.0214 | 3.6644 | 1.079 | 0.80438 | 0.97233 | 3.1548 | 1.811 | 7.2079 | 5.2609
0 | 55000 | -0.34187 | 47.5364 | 0.19316 | -0.46739 | -48.3816 | 5.3237 | 21.4244 | 12.5937 | 1.7791 | 1.9696 | 3.6418 | 1.0712 | 0.80936 | 0.94218 | 3.1617 | 1.8231 | 7.2546 | 5.2419
0 | 55500 | -0.32521 | 47.5736 | 0.14795 | -0.47406 | -48.404 | 5.3134 | 21.4156 | 12.5839 | 1.7331 | 1.9645 | 3.6537 | 1.0793 | 0.83767 | 0.93677 | 3.2103 | 1.8127 | 7.2677 | 5.2481
0 | 56000 | -0.31706 | 47.5818 | 0.098263 | -0.45593 | -48.3792 | 5.3195 | 21.3985 | 12.525 | 1.7233 | 2.0258 | 3.6363 | 1.088 | 0.87417 | 0.92823 | 3.1556 | 1.8247 | 7.3254 | 5.2227
0 | 56500 | -0.3233 | 47.5528 | 0.12669 | -0.50511 | -48.3528 | 5.3242 | 21.3808 | 12.5523 | 1.7448 | 2.0227 | 3.6357 | 1.0786 | 0.92118 | 0.97974 | 3.1284 | 1.8059 | 7.2869 | 5.2156
0 | 57000 | -0.31659 | 47.5859 | 0.15555 | -0.49303 | -48.3783 | 5.3407 | 21.3444 | 12.5083 | 1.7982 | 2.0223 | 3.6372 | 1.0764 | 0.91775 | 0.96913 | 3.1437 | 1.8102 | 7.2825 | 5.1709
0 | 57500 | -0.29954 | 47.6149 | 0.16869 | -0.44248 | -48.3171 | 5.3285 | 21.3187 | 12.4697 | 1.784 | 2.0102 | 3.6374 | 1.0653 | 0.85743 | 0.96275 | 3.1548 | 1.8254 | 7.2426 | 5.1938
0 | 58000 | -0.286 | 47.5847 | 0.19563 | -0.41562 | -48.2937 | 5.3174 | 21.2923 | 12.4698 | 1.8011 | 2.055 | 3.6531 | 1.0624 | 0.8464 | 0.97132 | 3.1012 | 1.8107 | 7.2334 | 5.1763
0 | 58500 | -0.28721 | 47.6029 | 0.20692 | -0.41779 | -48.2034 | 5.3539 | 21.2543 | 12.4272 | 1.7749 | 2.0738 | 3.5968 | 1.0293 | 0.8918 | 0.95815 | 3.11 | 1.8135 | 7.2313 | 5.1588
0 | 59000 | -0.29712 | 47.554 | 0.23644 | -0.42848 | -48.2291 | 5.382 | 21.2921 | 12.3988 | 1.7382 | 2.0185 | 3.5667 | 1.0501 | 0.91546 | 0.98676 | 3.1173 | 1.838 | 7.2484 | 5.187
0 | 59500 | -0.30477 | 47.5735 | 0.21465 | -0.39619 | -48.2253 | 5.3549 | 21.2703 | 12.4085 | 1.7229 | 2.0116 | 3.5739 | 1.0398 | 0.85947 | 1.0029 | 3.1247 | 1.829 | 7.2979 | 5.2174
0 | 60000 | -0.28383 | 47.5478 | 0.21404 | -0.39732 | -48.2565 | 5.3714 | 21.2807 | 12.4874 | 1.7072 | 1.9797 | 3.5819 | 1.0495 | 0.88111 | 0.96936 | 3.1442 | 1.8381 | 7.2662 | 5.1942
0 | 60500 | -0.27732 | 47.514 | 0.23668 | -0.40696 | -48.235 | 5.3739 | 21.2634 | 12.4502 | 1.7486 | 1.9563 | 3.594 | 1.0319 | 0.87605 | 0.94914 | 3.1841 | 1.8502 | 7.2473 | 5.2186
0 | 61000 | -0.27829 | 47.5605 | 0.2212 | -0.41358 | -48.2258 | 5.3604 | 21.2938 | 12.4716 | 1.7762 | 1.9579 | 3.6084 | 0.99088 | 0.83302 | 0.96355 | 3.206 | 1.8123 | 7.2609 | 5.1762
0 | 61500 | -0.26928 | 47.5254 | 0.21313 | -0.38766 | -48.1853 | 5.366 | 21.311 | 12.4556 | 1.8032 | 1.9628 | 3.5988 | 0.98267 | 0.79709 | 0.95432 | 3.1817 | 1.8239 | 7.2823 | 5.1594
0 | 62000 | -0.27774 | 47.5341 | 0.22879 | -0.39159 | -48.2106 | 5.3429 | 21.3267 | 12.4924 | 1.8129 | 2.0041 | 3.5726 | 0.96917 | 0.75616 | 0.97978 | 3.1938 | 1.8124 | 7.2827 | 5.1466
0 | 62500 | -0.2985 | 47.5684 | 0.16921 | -0.41366 | -48.2162 | 5.3591 | 21.3143 | 12.5156 | 1.8053 | 2.0333 | 3.5679 | 0.99824 | 0.74441 | 0.99189 | 3.1689 | 1.8217 | 7.2905 | 5.1548
0 | 63000 | -0.25465 | 47.5389 | 0.18671 | -0.37198 | -48.2325 | 5.3358 | 21.3559 | 12.4669 | 1.814 | 2.0559 | 3.567 | 1.01 | 0.73825 | 0.99068 | 3.1379 | 1.8055 | 7.3114 | 5.1195
0 | 63500 | -0.24971 | 47.5638 | 0.15049 | -0.35867 | -48.2597 | 5.2758 | 21.3608 | 12.4496 | 1.8053 | 2.0594 | 3.5891 | 1.0072 | 0.76215 | 0.96209 | 3.1716 | 1.7838 | 7.376 | 5.126
0 | 64000 | -0.26991 | 47.5718 | 0.11485 | -0.3388 | -48.1827 | 5.2554 | 21.3628 | 12.4821 | 1.7916 | 2.0641 | 3.5782 | 1.0161 | 0.77129 | 0.96316 | 3.1963 | 1.7709 | 7.3502 | 5.0777
0 | 64500 | -0.26604 | 47.5851 | 0.11905 | -0.34826 | -48.2356 | 5.2027 | 21.3498 | 12.5254 | 1.7989 | 2.0756 | 3.581 | 1.0275 | 0.77233 | 0.97555 | 3.1977 | 1.7589 | 7.3648 | 5.0908
0 | 65000 | -0.26123 | 47.6083 | 0.10008 | -0.34888 | -48.2563 | 5.2276 | 21.3753 | 12.5324 | 1.788 | 2.0743 | 3.606 | 1.0284 | 0.75656 | 0.94167 | 3.1587 | 1.7702 | 7.3829 | 5.091
0 | 65500 | -0.26673 | 47.5932 | 0.10936 | -0.33413 | -48.2446 | 5.2217 | 21.3763 | 12.52 | 1.8223 | 2.1055 | 3.6068 | 1.0001 | 0.76671 | 0.92762 | 3.1733 | 1.7484 | 7.3614 | 5.088
0 | 66000 | -0.26068 | 47.569 | 0.092912 | -0.30993 | -48.2437 | 5.2151 | 21.3255 | 12.5406 | 1.7816 | 2.1172 | 3.6413 | 1.0231 | 0.76297 | 0.96942 | 3.1712 | 1.7443 | 7.3476 | 5.0877
0 | 66500 | -0.23889 | 47.5696 | 0.13145 | -0.29734 | -48.2618 | 5.2343 | 21.2906 | 12.561 | 1.772 | 2.1055 | 3.6738 | 0.99562 | 0.80615 | 0.93653 | 3.1539 | 1.7766 | 7.3142 | 5.052
0 | 67000 | -0.22342 | 47.5833 | 0.13294 | -0.29333 | -48.2243 | 5.2635 | 21.2488 | 12.5607 | 1.8018 | 2.0942 | 3.6452 | 0.96315 | 0.80009 | 0.94625 | 3.1669 | 1.7691 | 7.3401 | 5.0002
0 | 67500 | -0.22189 | 47.6156 | 0.12981 | -0.2634 | -48.2381 | 5.2385 | 21.2479 | 12.532 | 1.8143 | 2.0904 | 3.6427 | 0.97452 | 0.8155 | 0.91264 | 3.1883 | 1.7558 | 7.384 | 4.9567
0 | 68000 | -0.2207 | 47.6015 | 0.14083 | -0.27345 | -48.2928 | 5.2484 | 21.2727 | 12.5128 | 1.8539 | 2.0798 | 3.6774 | 0.95868 | 0.83424 | 0.89869 | 3.2071 | 1.7592 | 7.3731 | 4.9439
0 | 68500 | -0.20831 | 47.6278 | 0.097923 | -0.27525 | -48.2579 | 5.2174 | 21.2539 | 12.5347 | 1.8679 | 2.0349 | 3.671 | 0.96734 | 0.84822 | 0.87996 | 3.199 | 1.8027 | 7.3995 | 4.9145
0 | 69000 | -0.20882 | 47.6256 | 0.085937 | -0.27902 | -48.3078 | 5.2294 | 21.2514 | 12.5325 | 1.8982 | 2.0122 | 3.6868 | 0.96903 | 0.86216 | 0.89937 | 3.204 | 1.8388 | 7.376 | 4.8993
0 | 69500 | -0.22564 | 47.5799 | 0.098648 | -0.27469 | -48.3417 | 5.2535 | 21.2585 | 12.5012 | 1.9379 | 1.982 | 3.7502 | 0.94396 | 0.84911 | 0.93122 | 3.1765 | 1.899 | 7.3628 | 4.8927
0 | 70000 | -0.18857 | 47.5705 | 0.11343 | -0.26069 | -48.3499 | 5.2424 | 21.3055 | 12.4416 | 1.9435 | 1.945 | 3.7389 | 0.93806 | 0.83218 | 0.93057 | 3.1923 | 1.8918 | 7.365 | 4.9235
0 | 70500 | -0.17642 | 47.5834 | 0.12479 | -0.26307 | -48.3781 | 5.261 | 21.2801 | 12.4101 | 1.9759 | 1.9374 | 3.7098 | 0.949 | 0.84114 | 0.96591 | 3.2011 | 1.8756 | 7.3499 | 4.9275
0 | 71000 | -0.18168 | 47.5807 | 0.13913 | -0.25925 | -48.4232 | 5.2592 | 21.2987 | 12.4096 | 1.9959 | 1.9286 | 3.7506 | 0.93776 | 0.8495 | 0.97623 | 3.1919 | 1.8804 | 7.2584 | 4.9825
0 | 71500 | -0.18612 | 47.5797 | 0.12819 | -0.27006 | -48.4766 | 5.278 | 21.2914 | 12.4512 | 2.0464 | 1.9289 | 3.7866 | 0.94215 | 0.86311 | 0.93658 | 3.2238 | 1.886 | 7.2171 | 4.9489
0 | 72000 | -0.1666 | 47.5949 | 0.086422 | -0.27835 | -48.48 | 5.2661 | 21.2868 | 12.4501 | 2.0349 | 1.9398 | 3.7931 | 0.9128 | 0.89352 | 0.95446 | 3.2486 | 1.871 | 7.2282 | 4.9394
0 | 72500 | -0.18654 | 47.5584 | 0.072818 | -0.28423 | -48.4929 | 5.2667 | 21.3158 | 12.4486 | 2.0306 | 1.9356 | 3.7868 | 0.91512 | 0.87663 | 0.9937 | 3.2717 | 1.8874 | 7.2549 | 4.9241
0 | 73000 | -0.19312 | 47.5443 | 0.070544 | -0.29349 | -48.4861 | 5.2829 | 21.3124 | 12.4474 | 2.0229 | 1.9857 | 3.7917 | 0.87537 | 0.85869 | 0.99315 | 3.2621 | 1.8593 | 7.2731 | 4.9683
0 | 73500 | -0.18684 | 47.5785 | 0.077524 | -0.27218 | -48.4864 | 5.2829 | 21.3024 | 12.4198 | 2.0262 | 1.961 | 3.813 | 0.86965 | 0.85138 | 0.96854 | 3.2425 | 1.8627 | 7.2994 | 4.9651
0 | 74000 | -0.19906 | 47.5629 | 0.090229 | -0.22866 | -48.4892 | 5.2554 | 21.3005 | 12.4381 | 2.0015 | 1.9493 | 3.8259 | 0.8612 | 0.85122 | 0.95675 | 3.2219 | 1.893 | 7.2893 | 4.9949
0 | 74500 | -0.20208 | 47.5755 | 0.094844 | -0.2538 | -48.5318 | 5.2713 | 21.2857 | 12.4375 | 1.9945 | 1.9841 | 3.7959 | 0.87415 | 0.83427 | 0.94972 | 3.2444 | 1.8994 | 7.3104 | 5.0111
0 | 75000 | -0.16934 | 47.5666 | 0.089194 | -0.25005 | -48.4903 | 5.2585 | 21.2482 | 12.4403 | 1.9772 | 2.012 | 3.7934 | 0.86334 | 0.85506 | 0.97084 | 3.2413 | 1.9279 | 7.2443 | 4.9968
0 | 75500 | -0.18836 | 47.568 | 0.081528 | -0.27175 | -48.5473 | 5.2995 | 21.2432 | 12.4442 | 2.0022 | 2.0323 | 3.7706 | 0.88229 | 0.82978 | 0.95699 | 3.2676 | 1.949 | 7.2404 | 5.0151
0 | 76000 | -0.15808 | 47.5183 | 0.084481 | -0.30173 | -48.5416 | 5.2798 | 21.2528 | 12.4374 | 1.9595 | 2.0175 | 3.8131 | 0.89184 | 0.8394 | 0.9803 | 3.2632 | 1.9312 | 7.2754 | 5.0322
0 | 76500 | -0.15599 | 47.5264 | 0.13079 | -0.29562 | -48.5637 | 5.2651 | 21.2322 | 12.4758 | 1.9652 | 1.9877 | 3.8006 | 0.89213 | 0.8421 | 0.97528 | 3.2788 | 1.9375 | 7.2702 | 5.0106
0 | 77000 | -0.17898 | 47.5209 | 0.15606 | -0.33584 | -48.5466 | 5.2587 | 21.2232 | 12.4768 | 1.9861 | 1.9849 | 3.8034 | 0.87712 | 0.87966 | 0.96315 | 3.3018 | 1.9413 | 7.2734 | 4.9901
0 | 77500 | -0.21012 | 47.5405 | 0.18103 | -0.35867 | -48.5271 | 5.2312 | 21.1755 | 12.5133 | 1.9811 | 1.999 | 3.805 | 0.86947 | 0.87976 | 0.96913 | 3.3124 | 1.9376 | 7.3031 | 4.9731
0 | 78000 | -0.18989 | 47.5419 | 0.19188 | -0.33705 | -48.5163 | 5.2025 | 21.1476 | 12.4941 | 1.953 | 1.9963 | 3.8091 | 0.89131 | 0.87801 | 0.973 | 3.3248 | 1.9099 | 7.372 | 4.9332
0 | 78500 | -0.20076 | 47.5507 | 0.19706 | -0.34152 | -48.5183 | 5.2281 | 21.1284 | 12.4607 | 1.9819 | 2.0033 | 3.8286 | 0.90401 | 0.90508 | 0.98515 | 3.3214 | 1.9232 | 7.3288 | 4.8892
0 | 79000 | -0.18547 | 47.5432 | 0.1675 | -0.33444 | -48.4933 | 5.1902 | 21.1347 | 12.4514 | 1.9904 | 2.0129 | 3.8406 | 0.93275 | 0.89199 | 0.98838 | 3.3278 | 1.9235 | 7.3025 | 4.8906
0 | 79500 | -0.15143 | 47.5611 | 0.17388 | -0.35927 | -48.5045 | 5.2189 | 21.1354 | 12.4328 | 1.9749 | 1.9987 | 3.8514 | 0.96205 | 0.86803 | 1.0013 | 3.3143 | 1.9487 | 7.2915 | 4.8574
0 | 80000 | -0.14415 | 47.5635 | 0.14996 | -0.34868 | -48.5041 | 5.2138 | 21.1352 | 12.43 | 1.9826 | 1.9959 | 3.8571 | 0.95501 | 0.86053 | 0.99715 | 3.2884 | 1.9406 | 7.2876 | 4.9147
0 | 80500 | -0.15274 | 47.5639 | 0.11282 | -0.32779 | -48.51 | 5.2212 | 21.1172 | 12.4178 | 1.9891 | 2.0058 | 3.873 | 0.96363 | 0.84912 | 0.99708 | 3.274 | 1.9256 | 7.2829 | 4.9726
0 | 81000 | -0.16082 | 47.5786 | 0.10604 | -0.34175 | -48.4918 | 5.2367 | 21.121 | 12.4373 | 1.9787 | 1.9891 | 3.8685 | 0.94986 | 0.84234 | 0.9952 | 3.2983 | 1.9059 | 7.2994 | 4.9626
0 | 81500 | -0.12135 | 47.5713 | 0.096186 | -0.37561 | -48.5018 | 5.2466 | 21.1263 | 12.434 | 1.9613 | 1.9752 | 3.8643 | 0.96138 | 0.8483 | 1.0175 | 3.2788 | 1.8941 | 7.3367 | 4.9619
0 | 82000 | -0.097917 | 47.5995 | 0.093194 | -0.36976 | -48.4565 | 5.2209 | 21.1137 | 12.4493 | 1.9518 | 1.9799 | 3.8815 | 0.95866 | 0.83497 | 1.0336 | 3.2535 | 1.8944 | 7.3079 | 4.9265
0 | 82500 | -0.079381 | 47.6298 | 0.078441 | -0.36176 | -48.4911 | 5.2354 | 21.0993 | 12.456 | 1.9614 | 2.0179 | 3.9077 | 0.99491 | 0.80693 | 0.99371 | 3.2551 | 1.8813 | 7.2833 | 4.9063
0 | 83000 | -0.071126 | 47.6109 | 0.077006 | -0.36409 | -48.4948 | 5.2526 | 21.081 | 12.4418 | 1.949 | 2.0481 | 3.9097 | 1.001 | 0.78871 | 1.014 | 3.2709 | 1.876 | 7.2598 | 4.9246
0 | 83500 | -0.058184 | 47.6095 | 0.10409 | -0.36113 | -48.52 | 5.207 | 21.0976 | 12.4662 | 1.9342 | 2.0392 | 3.9409 | 1.0141 | 0.80154 | 1.0194 | 3.2609 | 1.8553 | 7.2603 | 4.9043
0 | 84000 | -0.077317 | 47.608 | 0.13949 | -0.38124 | -48.544 | 5.2034 | 21.1156 | 12.4726 | 1.9165 | 2.0583 | 3.9341 | 1.0221 | 0.80188 | 1.0274 | 3.2632 | 1.8529 | 7.2477 | 4.9145
0 | 84500 | -0.065545 | 47.6405 | 0.12793 | -0.38197 | -48.5076 | 5.222 | 21.1049 | 12.4528 | 1.9421 | 2.0623 | 3.9161 | 1.0158 | 0.80024 | 0.97018 | 3.2451 | 1.8493 | 7.2733 | 4.9076
0 | 85000 | -0.074537 | 47.641 | 0.1484 | -0.36808 | -48.5177 | 5.2208 | 21.0794 | 12.4378 | 1.94 | 2.0718 | 3.9043 | 1.0205 | 0.79011 | 0.98146 | 3.2433 | 1.8675 | 7.2556 | 4.9334
0 | 85500 | -0.071093 | 47.6611 | 0.1568 | -0.37869 | -48.5466 | 5.1829 | 21.1135 | 12.4287 | 1.9635 | 2.077 | 3.9103 | 1.0139 | 0.80785 | 0.96757 | 3.2686 | 1.8578 | 7.2492 | 4.9129
0 | 86000 | -0.053576 | 47.6794 | 0.13891 | -0.3922 | -48.5801 | 5.1891 | 21.1123 | 12.4364 | 1.9809 | 2.0912 | 3.8771 | 1.0019 | 0.80427 | 0.97537 | 3.286 | 1.8435 | 7.2427 | 4.942
0 | 86500 | -0.073992 | 47.6812 | 0.14454 | -0.37987 | -48.5694 | 5.1715 | 21.1159 | 12.4402 | 1.9355 | 2.115 | 3.8833 | 0.99693 | 0.81812 | 0.99461 | 3.2871 | 1.8448 | 7.2415 | 4.9281
0 | 87000 | -0.078999 | 47.6714 | 0.16205 | -0.39456 | -48.5497 | 5.1605 | 21.1007 | 12.4291 | 1.9468 | 2.1347 | 3.8683 | 1.0344 | 0.85304 | 0.98924 | 3.2778 | 1.8637 | 7.2216 | 4.8852
0 | 87500 | -0.071521 | 47.7056 | 0.15194 | -0.38478 | -48.5443 | 5.1837 | 21.1217 | 12.4267 | 1.9023 | 2.1237 | 3.8786 | 1.0207 | 0.85105 | 1.0023 | 3.275 | 1.8322 | 7.2454 | 4.8548
0 | 88000 | -0.073308 | 47.6788 | 0.15028 | -0.37147 | -48.5509 | 5.2086 | 21.1195 | 12.4431 | 1.8644 | 2.1266 | 3.8625 | 1.0182 | 0.88588 | 0.99693 | 3.2823 | 1.8356 | 7.2519 | 4.8464
0 | 88500 | -0.08024 | 47.7099 | 0.12465 | -0.39294 | -48.5599 | 5.2036 | 21.0923 | 12.4478 | 1.8775 | 2.1249 | 3.8629 | 1.0189 | 0.90047 | 1.01 | 3.3003 | 1.8594 | 7.2379 | 4.8377
0 | 89000 | -0.058742 | 47.717 | 0.11421 | -0.39512 | -48.6096 | 5.2048 | 21.1095 | 12.4295 | 1.8673 | 2.1471 | 3.8625 | 1.0139 | 0.91411 | 0.99032 | 3.3286 | 1.8712 | 7.2684 | 4.8001
0 | 89500 | -0.067392 | 47.7384 | 0.096895 | -0.40206 | -48.6025 | 5.1859 | 21.1136 | 12.4208 | 1.8895 | 2.1189 | 3.8904 | 0.99549 | 0.94412 | 0.99439 | 3.318 | 1.8657 | 7.2377 | 4.8374
0 | 90000 | -0.087645 | 47.7229 | 0.092837 | -0.41165 | -48.6318 | 5.1816 | 21.1495 | 12.4045 | 1.8714 | 2.1405 | 3.8876 | 1.0321 | 0.93845 | 0.99186 | 3.2977 | 1.8944 | 7.2825 | 4.8185
0 | 90500 | -0.10251 | 47.7164 | 0.10522 | -0.39333 | -48.6386 | 5.1801 | 21.1305 | 12.4056 | 1.8749 | 2.1587 | 3.8672 | 1.063 | 0.95185 | 0.97933 | 3.3168 | 1.8818 | 7.2642 | 4.8139
0 | 91000 | -0.1133 | 47.6817 | 0.099302 | -0.40919 | -48.6586 | 5.1885 | 21.1017 | 12.431 | 1.9026 | 2.1612 | 3.8761 | 1.0657 | 0.9455 | 0.97602 | 3.3211 | 1.9157 | 7.2808 | 4.8092
0 | 91500 | -0.11785 | 47.7045 | 0.10714 | -0.44582 | -48.6239 | 5.1569 | 21.0931 | 12.4044 | 1.9266 | 2.1432 | 3.9026 | 1.0818 | 0.9418 | 0.99102 | 3.3156 | 1.9196 | 7.2578 | 4.8167
0 | 92000 | -0.12226 | 47.6616 | 0.097198 | -0.45298 | -48.6268 | 5.1509 | 21.0963 | 12.4304 | 1.9584 | 2.1453 | 3.8888 | 1.0812 | 0.93799 | 0.9817 | 3.3224 | 1.9175 | 7.2754 | 4.8323
0 | 92500 | -0.087513 | 47.6785 | 0.08539 | -0.45991 | -48.6475 | 5.1142 | 21.1071 | 12.4429 | 1.9391 | 2.1612 | 3.896 | 1.0639 | 0.92034 | 0.97404 | 3.3346 | 1.9023 | 7.284 | 4.8664
0 | 93000 | -0.053002 | 47.6675 | 0.05423 | -0.45946 | -48.6622 | 5.1113 | 21.1016 | 12.4604 | 1.9149 | 2.1568 | 3.8812 | 1.0705 | 0.92953 | 1.0128 | 3.313 | 1.9227 | 7.2618 | 4.8915
0 | 93500 | -0.0038742 | 47.6371 | 0.07558 | -0.46006 | -48.6357 | 5.0763 | 21.0721 | 12.4479 | 1.9066 | 2.1555 | 3.892 | 1.0626 | 0.93207 | 1.0004 | 3.3249 | 1.931 | 7.2595 | 4.9014
0 | 94000 | -0.015316 | 47.6362 | 0.088883 | -0.4598 | -48.6125 | 5.0939 | 21.0376 | 12.4342 | 1.913 | 2.1468 | 3.8638 | 1.08 | 0.92842 | 1.0048 | 3.3259 | 1.958 | 7.2305 | 4.9206
0 | 94500 | -0.020256 | 47.6423 | 0.08661 | -0.46713 | -48.5909 | 5.1253 | 21.006 | 12.431 | 1.8942 | 2.1418 | 3.8625 | 1.0929 | 0.92291 | 1.0417 | 3.336 | 1.9842 | 7.2057 | 4.8802
0 | 95000 | -0.017653 | 47.6334 | 0.12274 | -0.47694 | -48.5882 | 5.0975 | 21.0102 | 12.405 | 1.9067 | 2.1484 | 3.8398 | 1.0982 | 0.92411 | 1.0471 | 3.346 | 1.9798 | 7.1955 | 4.9036
0 | 95500 | -0.015924 | 47.654 | 0.11897 | -0.45986 | -48.579 | 5.0963 | 21.0083 | 12.371 | 1.8945 | 2.143 | 3.8308 | 1.1457 | 0.91108 | 1.0407 | 3.3628 | 1.9858 | 7.177 | 4.8899
0 | 96000 | -0.020797 | 47.6652 | 0.11821 | -0.43793 | -48.6176 | 5.0888 | 21.0179 | 12.4269 | 1.8664 | 2.1389 | 3.8278 | 1.133 | 0.9032 | 1.0553 | 3.3549 | 1.9809 | 7.1793 | 4.8948
0 | 96500 | -0.026088 | 47.6497 | 0.112 | -0.45745 | -48.6259 | 5.0896 | 20.9893 | 12.4616 | 1.8572 | 2.1403 | 3.8351 | 1.1321 | 0.90941 | 1.0644 | 3.3672 | 1.9807 | 7.1901 | 4.9059
0 | 97000 | -0.049082 | 47.6591 | 0.10963 | -0.44393 | -48.6176 | 5.1076 | 20.9931 | 12.4389 | 1.8983 | 2.1458 | 3.8186 | 1.1171 | 0.92469 | 1.0589 | 3.3759 | 1.9887 | 7.203 | 4.8463
0 | 97500 | -0.056909 | 47.6496 | 0.090839 | -0.45315 | -48.5773 | 5.1116 | 20.9764 | 12.4242 | 1.9051 | 2.1662 | 3.7993 | 1.1207 | 0.92155 | 1.0518 | 3.3615 | 1.9988 | 7.1848 | 4.9002
0 | 98000 | -0.042894 | 47.6275 | 0.075565 | -0.4554 | -48.5801 | 5.136 | 20.9896 | 12.4455 | 1.8849 | 2.1603 | 3.8152 | 1.0925 | 0.91629 | 1.0429 | 3.349 | 2.0001 | 7.2048 | 4.9133
0 | 98500 | -0.056596 | 47.6077 | 0.04572 | -0.43752 | -48.5853 | 5.1752 | 21.0141 | 12.4426 | 1.8702 | 2.1399 | 3.8218 | 1.1179 | 0.91328 | 1.0511 | 3.3288 | 2.0059 | 7.2047 | 4.9155
0 | 99000 | -0.05482 | 47.6204 | 0.070281 | -0.4522 | -48.6116 | 5.1797 | 21.0489 | 12.4089 | 1.8698 | 2.1615 | 3.8012 | 1.1062 | 0.92644 | 1.0297 | 3.3275 | 2.0025 | 7.1648 | 4.976
0 | 99500 | -0.059421 | 47.6145 | 0.085743 | -0.44921 | -48.5992 | 5.1493 | 21.0544 | 12.4455 | 1.8433 | 2.1564 | 3.806 | 1.0921 | 0.92642 | 1.0345 | 3.3162 | 2.0071 | 7.1842 | 4.9673
0 | 100000 | -0.082824 | 47.5863 | 0.087453 | -0.44099 | -48.5747 | 5.1633 | 21.0538 | 12.4308 | 1.8647 | 2.1527 | 3.7891 | 1.1041 | 0.9327 | 1.0362 | 3.3253 | 2.0137 | 7.167 | 4.9663
1 | 100 | -8.0867 | 26.0856 | -11.6236 | 0.67203 | -73.0919 | 9.1989 | 25.4381 | -2.8931 | -1.796 | 3.2934 | -6.3741 | 12.5412 | -4.8178 | 10.7062 | 5.6185 | 3.2047 | 10.945 | 0.97944
1 | 500 | -1.6347 | 26.7105 | 1.4768 | -5.1515 | -54.0161 | 5.993 | 15.7713 | 3.6361 | -0.22769 | 1.09 | 2.1389 | 0.34271 | -6.2428 | 1.7861 | 4.0933 | 3.1318 | 2.8425 | -1.7403
1 | 1000 | 3.451 | 26.087 | 1.0943 | -2.4341 | -53.072 | 0.94391 | 12.7508 | 6.0865 | 2.3568 | -3.8308 | 2.0616 | 1.1289 | -1.3874 | 0.63813 | 4.09 | 4.3212 | -2.0148 | -2.2711
1 | 1500 | 3.0013 | 27.4962 | 0.18975 | -2.4853 | -54.2649 | 2.1726 | 14.0349 | 6.2532 | 2.2759 | -1.8035 | 2.7643 | -0.32015 | -0.56747 | 0.95073 | 5.2158 | 2.2892 | -2.5299 | -4.6725
1 | 2000 | 0.090239 | 28.7953 | 0.1675 | -1.8402 | -56.6351 | 0.39908 | 14.1532 | 7.0744 | 2.2649 | -0.87352 | 4.0454 | -0.12237 | 0.18884 | 2.7972 | 4.1375 | 1.5057 | -2.1207 | -4.0273
1 | 2500 | -0.34006 | 29.4929 | -0.1695 | -1.221 | -55.9163 | 0.74402 | 13.8593 | 6.9565 | 2.4811 | 0.3077 | 2.4485 | 0.15975 | 0.19381 | 2.5214 | 3.701 | 1.6355 | -3.1091 | -3.7454
1 | 3000 | 0.014243 | 29.9745 | 0.59619 | -0.88988 | -55.8235 | 0.16522 | 13.7187 | 6.4846 | 1.3319 | 1.0871 | 2.6168 | -0.032027 | 0.0016769 | 2.2969 | 3.5804 | 1.352 | -2.1511 | -4.3237
1 | 3500 | -0.154 | 28.9891 | 0.21461 | -0.16845 | -54.402 | 0.8558 | 12.7575 | 6.5171 | 0.13774 | 1.8354 | 3.3483 | 0.39959 | -0.087927 | 1.9841 | 3.0681 | 0.43886 | -1.275 | -4.4588
1 | 4000 | -0.37338 | 28.6889 | -0.8314 | -0.29162 | -55.026 | 1.0909 | 13.2175 | 7.2443 | -0.01706 | 1.234 | 3.0839 | 0.6258 | 0.99974 | 2.5965 | 2.8667 | 0.056569 | -0.95066 | -4.2147
1 | 4500 | -0.31711 | 28.7603 | -1.0389 | -0.22018 | -54.4389 | 0.79474 | 13.1456 | 7.4295 | 0.15858 | 0.94583 | 3.0778 | 0.52607 | 0.93796 | 2.6609 | 2.8037 | 0.41876 | -2.4679 | -3.1768
1 | 5000 | -0.69721 | 28.9877 | -1.2582 | -0.035409 | -54.2638 | 1.1867 | 12.9119 | 6.0853 | 0.080401 | 0.70657 | 3.4588 | 0.54374 | 0.76564 | 2.6706 | 2.8323 | 1.251 | -2.5607 | -2.6653
1 | 5500 | -0.9186 | 28.5076 | -1.1651 | -0.66354 | -54.6302 | 2.1054 | 12.7993 | 6.2515 | -0.06827 | 0.5021 | 4.4874 | 0.72496 | 0.44274 | 2.7713 | 2.8342 | 1.4553 | -2.8202 | -2.6159
1 | 6000 | -0.83641 | 28.0713 | -0.86418 | -0.57381 | -54.0824 | 1.9699 | 12.6127 | 6.0018 | 0.15763 | 0.97819 | 4.5872 | 0.32574 | 0.30923 | 2.5491 | 2.9384 | 1.3839 | -3.2323 | -2.296
1 | 6500 | -0.35366 | 28.5213 | -1.0471 | -0.74426 | -54.2891 | 2.0709 | 12.7943 | 5.9021 | 0.12458 | 0.62759 | 4.4155 | 0.0093536 | 0.30938 | 2.4739 | 2.9169 | 1.3461 | -2.6006 | -2.4773
1 | 7000 | -0.18598 | 28.4544 | -1.0403 | -0.79462 | -53.0916 | 1.9893 | 12.5142 | 5.5566 | 0.19534 | 0.93595 | 4.5687 | 0.53026 | 0.21352 | 2.1356 | 2.7601 | 1.0301 | -2.5822 | -3.1894
1 | 7500 | -0.14012 | 28.8862 | -0.71368 | -0.29053 | -53.0865 | 2.2692 | 12.6071 | 5.6407 | 0.065968 | 0.31789 | 4.3981 | 0.75654 | 0.17818 | 2.1071 | 2.1583 | 1.3856 | -2.9591 | -3.581
1 | 8000 | -0.41297 | 28.945 | -0.37358 | -0.09354 | -53.3312 | 2.3461 | 12.567 | 5.2718 | 0.2469 | 0.35951 | 4.1894 | 1.0273 | -0.01335 | 2.0051 | 1.783 | 1.3612 | -2.8636 | -3.014
1 | 8500 | -0.27028 | 28.9158 | -0.56396 | -0.23125 | -53.4085 | 2.7223 | 12.4551 | 5.3907 | 0.19798 | 0.46233 | 3.7026 | 1.0095 | 0.17929 | 2.0173 | 2.1049 | 1.2737 | -2.6666 | -3.2907
1 | 9000 | -0.43046 | 28.387 | -0.6827 | -0.39394 | -52.6823 | 2.6768 | 12.4293 | 5.4651 | 0.095639 | 0.73102 | 3.5946 | 1.2165 | 0.14066 | 1.9624 | 2.3628 | 1.3132 | -2.7264 | -3.4591
1 | 9500 | -0.49468 | 28.1184 | -0.55413 | -0.089121 | -51.4896 | 2.7542 | 12.0594 | 5.3637 | 0.011111 | 0.59123 | 3.3956 | 0.97379 | -0.12485 | 2.0857 | 2.475 | 1.2015 | -2.9247 | -3.3526
1 | 10000 | -0.51499 | 28.0776 | -0.41006 | -0.1173 | -51.7361 | 2.8398 | 12.0381 | 5.4287 | -0.041891 | 0.76323 | 3.6141 | 0.50864 | -0.029996 | 1.7929 | 2.7465 | 1.2875 | -2.5085 | -3.7383
1 | 10500 | -0.58908 | 28.2707 | -0.63036 | -0.087511 | -52.1011 | 2.6844 | 11.9333 | 5.4059 | 0.082785 | 1.0193 | 3.7037 | 0.41863 | 0.17339 | 1.5661 | 2.6097 | 1.2113 | -2.4729 | -3.1983
1 | 11000 | -0.86649 | 28.1317 | -0.613 | -0.24247 | -52.0141 | 2.7749 | 11.7567 | 5.5011 | 0.12625 | 1.104 | 3.7723 | 0.17875 | 0.42173 | 1.4928 | 2.496 | 1.3962 | -2.2713 | -3.145
1 | 11500 | -0.75324 | 28.0986 | -0.82067 | 0.0083421 | -51.6048 | 2.7283 | 11.6023 | 5.6364 | 0.070727 | 0.99469 | 3.4725 | 0.35333 | 0.41048 | 1.5489 | 2.5125 | 1.2347 | -2.4086 | -3.0844
1 | 12000 | -0.9652 | 27.935 | -0.91915 | 0.036404 | -51.8362 | 2.7364 | 11.6388 | 5.8645 | 0.16071 | 0.85051 | 3.3612 | 0.23848 | 0.49011 | 1.4157 | 2.7871 | 1.302 | -2.0659 | -3.0304
1 | 12500 | -0.83348 | 28.1812 | -0.94132 | -0.42209 | -52.167 | 2.9005 | 11.7822 | 5.8525 | 0.36291 | 0.75206 | 3.5852 | 0.13574 | 0.60693 | 1.5515 | 2.6046 | 1.3179 | -2.1737 | -3.0957
1 | 13000 | -1.0406 | 28.2467 | -0.6769 | -0.4744 | -52.0823 | 2.7426 | 11.974 | 5.907 | 0.29319 | 0.8283 | 3.685 | 0.15901 | 0.66618 | 1.4208 | 2.5557 | 1.2754 | -2.5358 | -2.9439
1 | 13500 | -0.99661 | 28.2612 | -0.64449 | -0.45872 | -52.1255 | 2.7961 | 12.0822 | 6.0015 | 0.31734 | 0.62575 | 3.688 | 0.37965 | 0.66361 | 1.4205 | 2.4712 | 1.0285 | -2.4913 | -3.0189
1 | 14000 | -1.0187 | 28.3514 | -0.48523 | -0.59266 | -52.0361 | 2.9024 | 11.9502 | 6.1954 | 0.4186 | 0.49565 | 3.8024 | 0.38309 | 0.69314 | 1.456 | 2.3948 | 1.0465 | -3.0135 | -2.9432
1 | 14500 | -1.1522 | 28.4232 | -0.47623 | -0.60633 | -52.1758 | 3.1492 | 11.9335 | 6.1989 | 0.55672 | 0.5375 | 3.8849 | 0.38733 | 0.6831 | 1.3005 | 2.371 | 1.1754 | -3.2154 | -2.9753
1 | 15000 | -0.9669 | 28.5073 | -0.3048 | -0.52779 | -52.2758 | 3.1836 | 11.8996 | 6.1171 | 0.43554 | 0.6121 | 3.928 | 0.41473 | 0.62205 | 1.1932 | 2.2473 | 1.0141 | -2.9653 | -3.134
1 | 15500 | -0.99754 | 28.507 | -0.21173 | -0.50883 | -52.338 | 3.2145 | 11.7636 | 6.0515 | 0.51328 | 0.73837 | 3.7882 | 0.32746 | 0.6041 | 1.3297 | 2.1583 | 0.91199 | -3.1323 | -2.7194
1 | 16000 | -1.0071 | 28.409 | -0.074628 | -0.48931 | -52.3772 | 3.2415 | 11.7175 | 6.1907 | 0.47104 | 0.76405 | 3.5341 | 0.49492 | 0.58089 | 1.2054 | 2.222 | 0.97559 | -3.2763 | -2.5822
1 | 16500 | -1.0174 | 28.2901 | 0.08816 | -0.5268 | -52.1017 | 3.231 | 11.7424 | 6.1948 | 0.55907 | 0.97096 | 3.4638 | 0.45451 | 0.48227 | 1.0308 | 2.2424 | 0.84401 | -3.3084 | -2.64
1 | 17000 | -1.0645 | 28.149 | 0.14176 | -0.55118 | -51.9225 | 3.1636 | 11.784 | 6.2554 | 0.51489 | 0.89025 | 3.5099 | 0.3432 | 0.392 | 1.0847 | 2.2874 | 0.94357 | -3.2532 | -2.6682
1 | 17500 | -1.001 | 28.1285 | 0.32501 | -0.44068 | -52.0754 | 3.2077 | 11.7511 | 6.2007 | 0.55477 | 0.82634 | 3.5152 | 0.52825 | 0.22844 | 1.0582 | 2.2898 | 0.94315 | -3.1667 | -2.8735
1 | 18000 | -0.94835 | 28.188 | 0.27749 | -0.50607 | -52.4558 | 3.1316 | 11.9078 | 6.2302 | 0.69632 | 0.86395 | 3.5596 | 0.59176 | 0.23912 | 0.96062 | 2.2607 | 0.82554 | -3.0986 | -2.7239
1 | 18500 | -0.84698 | 28.0389 | 0.15214 | -0.41467 | -52.2983 | 3.1856 | 11.8609 | 6.218 | 0.53672 | 0.87678 | 3.6044 | 0.48898 | 0.26875 | 1.0849 | 2.3988 | 0.66188 | -3.1693 | -2.6477
1 | 19000 | -0.83285 | 28.154 | 0.27635 | -0.31386 | -52.1156 | 3.258 | 11.9831 | 6.2281 | 0.45177 | 0.88173 | 3.5571 | 0.38538 | 0.21072 | 1.0052 | 2.3199 | 0.57114 | -3.0862 | -2.9339
1 | 19500 | -0.88139 | 28.0501 | 0.25757 | -0.25149 | -51.8639 | 3.275 | 12.0461 | 6.0262 | 0.43988 | 0.88382 | 3.6515 | 0.3241 | 0.22822 | 1.1505 | 2.2693 | 0.56662 | -3.0743 | -3.0978
1 | 20000 | -0.88435 | 28.1766 | 0.24387 | -0.16416 | -52.0346 | 3.2346 | 12.0969 | 6.246 | 0.48578 | 0.87205 | 3.668 | 0.33111 | 0.15814 | 1.259 | 2.4025 | 0.38421 | -3.352 | -3.1235
1 | 20500 | -0.84426 | 28.1565 | 0.35251 | -0.18144 | -52.1048 | 3.0797 | 12.1573 | 6.3007 | 0.47972 | 0.61699 | 3.6505 | 0.43169 | 0.044407 | 1.359 | 2.3261 | 0.47422 | -3.2874 | -3.0114
1 | 21000 | -0.81346 | 28.0747 | 0.39774 | -0.20601 | -52.2946 | 2.9534 | 12.1093 | 6.3204 | 0.60499 | 0.60354 | 3.4946 | 0.54086 | 0.2551 | 1.3835 | 2.2488 | 0.43807 | -3.139 | -2.972
1 | 21500 | -0.83279 | 27.9456 | 0.29124 | -0.046274 | -51.9641 | 3.0261 | 11.9473 | 6.2958 | 0.56167 | 0.59611 | 3.4786 | 0.46713 | 0.15232 | 1.3684 | 2.309 | 0.43834 | -3.1877 | -2.8466
1 | 22000 | -0.82225 | 27.9285 | 0.36856 | -0.13723 | -52.091 | 2.9905 | 12.0049 | 6.3553 | 0.61284 | 0.591 | 3.3774 | 0.49987 | 0.19506 | 1.2877 | 2.3331 | 0.60281 | -3.0735 | -3.0237
1 | 22500 | -0.87555 | 27.7838 | 0.36189 | -0.10367 | -51.7053 | 2.8913 | 12.0558 | 6.3509 | 0.56756 | 0.70229 | 3.4249 | 0.58694 | 0.17603 | 1.1973 | 2.148 | 0.61767 | -3.0861 | -3.0936
1 | 23000 | -0.99492 | 27.8218 | 0.4594 | -0.088756 | -51.5667 | 2.8753 | 11.967 | 6.4227 | 0.6836 | 0.63346 | 3.3653 | 0.63517 | 0.23717 | 1.1905 | 2.0186 | 0.64205 | -3.2021 | -3.0997
1 | 23500 | -0.92368 | 27.7285 | 0.38659 | -0.022891 | -51.3532 | 2.7871 | 11.9091 | 6.4527 | 0.59135 | 0.62504 | 3.4044 | 0.52427 | 0.41502 | 1.1714 | 2.0312 | 0.59484 | -3.0616 | -3.2601
1 | 24000 | -0.90425 | 27.7258 | 0.40035 | 0.0019874 | -51.3712 | 2.7057 | 12.0561 | 6.4813 | 0.55513 | 0.55418 | 3.464 | 0.4959 | 0.48597 | 0.99855 | 2.0389 | 0.52005 | -3.0136 | -3.1948
1 | 24500 | -0.84469 | 27.8452 | 0.44024 | -0.040255 | -51.3492 | 2.7706 | 11.9992 | 6.5897 | 0.55146 | 0.49587 | 3.4713 | 0.31683 | 0.50096 | 0.89539 | 1.9621 | 0.49045 | -2.9097 | -3.1854
1 | 25000 | -0.83712 | 27.9286 | 0.41033 | -0.085233 | -51.5296 | 2.7199 | 12.0467 | 6.6177 | 0.57046 | 0.6074 | 3.5516 | 0.43809 | 0.48665 | 0.80291 | 2.1342 | 0.49787 | -3.0505 | -3.3098
1 | 25500 | -0.76596 | 28.018 | 0.45669 | -0.14487 | -51.5936 | 2.6798 | 11.9497 | 6.5726 | 0.64451 | 0.64975 | 3.5353 | 0.47464 | 0.5795 | 0.84906 | 1.9623 | 0.47108 | -2.968 | -3.3706
1 | 26000 | -0.6426 | 28.0897 | 0.35755 | -0.1694 | -51.6116 | 2.7115 | 11.9266 | 6.5558 | 0.79862 | 0.61761 | 3.4647 | 0.49802 | 0.52888 | 0.65371 | 1.9505 | 0.58681 | -2.8861 | -3.4304
1 | 26500 | -0.58278 | 28.0126 | 0.33926 | -0.24016 | -51.6918 | 2.731 | 11.8928 | 6.6695 | 0.70661 | 0.72505 | 3.4636 | 0.42025 | 0.62526 | 0.65199 | 1.9583 | 0.6079 | -2.9162 | -3.3732
1 | 27000 | -0.57534 | 27.9539 | 0.27264 | -0.32406 | -51.5852 | 2.8119 | 11.9091 | 6.583 | 0.7461 | 0.76295 | 3.5005 | 0.29779 | 0.73952 | 0.64145 | 1.9539 | 0.73124 | -2.9792 | -3.4403
1 | 27500 | -0.49655 | 27.9074 | 0.23222 | -0.34086 | -51.6022 | 2.8799 | 11.8715 | 6.5421 | 0.73038 | 0.7368 | 3.5027 | 0.26415 | 0.85845 | 0.69071 | 1.8642 | 0.76923 | -2.9428 | -3.4673
1 | 28000 | -0.58056 | 27.9094 | 0.23844 | -0.27992 | -51.5513 | 2.917 | 11.8663 | 6.5465 | 0.75562 | 0.79146 | 3.4038 | 0.25681 | 0.8194 | 0.68801 | 1.8617 | 0.71414 | -2.8112 | -3.5455
1 | 28500 | -0.63178 | 27.8966 | 0.26946 | -0.2647 | -51.3941 | 2.922 | 11.7693 | 6.5109 | 0.76024 | 0.84456 | 3.4506 | 0.23781 | 0.82025 | 0.72359 | 1.8643 | 0.69063 | -2.856 | -3.6136
1 | 29000 | -0.52867 | 27.8724 | 0.15284 | -0.2221 | -51.3917 | 2.8843 | 11.7455 | 6.4881 | 0.75472 | 0.81944 | 3.4154 | 0.24046 | 0.80811 | 0.79938 | 1.8782 | 0.77055 | -2.8895 | -3.5974
1 | 29500 | -0.53902 | 27.8219 | 0.26384 | -0.22702 | -51.323 | 2.9208 | 11.7404 | 6.4703 | 0.67035 | 0.78447 | 3.2806 | 0.35163 | 0.83934 | 0.77672 | 1.8701 | 0.80663 | -2.9192 | -3.5888
1 | 30000 | -0.4818 | 27.8293 | 0.22252 | -0.21983 | -51.3808 | 2.9481 | 11.7048 | 6.4643 | 0.56634 | 0.75803 | 3.3032 | 0.43356 | 0.81427 | 0.69269 | 1.87 | 0.86233 | -2.89 | -3.497
1 | 30500 | -0.44966 | 27.7377 | 0.26248 | -0.12125 | -51.2557 | 2.9298 | 11.7286 | 6.5076 | 0.57965 | 0.71085 | 3.3312 | 0.45847 | 0.72723 | 0.72165 | 1.7586 | 0.79664 | -2.8879 | -3.5359
1 | 31000 | -0.4518 | 27.7576 | 0.28247 | -0.068304 | -51.35 | 2.9361 | 11.851 | 6.4656 | 0.39901 | 0.73606 | 3.321 | 0.61202 | 0.70145 | 0.77115 | 1.8551 | 0.69179 | -2.9193 | -3.591
1 | 31500 | -0.36484 | 27.7074 | 0.26994 | -0.10123 | -51.2632 | 2.9399 | 11.8865 | 6.4436 | 0.45984 | 0.67431 | 3.2604 | 0.63504 | 0.72179 | 0.65401 | 1.8167 | 0.64039 | -2.8607 | -3.5199
1 | 32000 | -0.43818 | 27.6952 | 0.2794 | -0.17101 | -51.2112 | 2.8756 | 11.8268 | 6.4974 | 0.49562 | 0.7138 | 3.34 | 0.64209 | 0.7204 | 0.63455 | 1.8295 | 0.51939 | -2.8503 | -3.3992
1 | 32500 | -0.35053 | 27.6611 | 0.27864 | -0.19286 | -51.1112 | 2.8518 | 11.8137 | 6.4415 | 0.55293 | 0.67428 | 3.2664 | 0.75166 | 0.70742 | 0.66615 | 1.7445 | 0.45864 | -2.8153 | -3.3989
1 | 33000 | -0.31381 | 27.6696 | 0.22812 | -0.27633 | -51.0749 | 2.8017 | 11.6969 | 6.4259 | 0.50235 | 0.66218 | 3.3473 | 0.70541 | 0.73012 | 0.63356 | 1.762 | 0.48673 | -2.761 | -3.2259
1 | 33500 | -0.3458 | 27.5945 | 0.16763 | -0.28671 | -51.0197 | 2.8335 | 11.6581 | 6.3506 | 0.51649 | 0.63903 | 3.4344 | 0.69623 | 0.80542 | 0.61799 | 1.8618 | 0.50818 | -2.7657 | -3.2659
1 | 34000 | -0.33159 | 27.6299 | 0.15758 | -0.28704 | -51.0109 | 2.7807 | 11.6637 | 6.33 | 0.5922 | 0.57674 | 3.4207 | 0.71027 | 0.79728 | 0.60194 | 1.8988 | 0.44979 | -2.7706 | -3.2095
1 | 34500 | -0.33943 | 27.6103 | 0.12911 | -0.34345 | -50.9849 | 2.8351 | 11.6391 | 6.4032 | 0.65556 | 0.65022 | 3.4565 | 0.73685 | 0.78612 | 0.64895 | 1.8108 | 0.47571 | -2.85 | -3.3198
1 | 35000 | -0.37081 | 27.5797 | 0.19319 | -0.34119 | -50.9114 | 2.8562 | 11.5897 | 6.364 | 0.70701 | 0.70546 | 3.4847 | 0.7011 | 0.82868 | 0.58356 | 1.793 | 0.44715 | -2.8821 | -3.3279
1 | 35500 | -0.34775 | 27.6294 | 0.17544 | -0.35089 | -50.9971 | 2.8944 | 11.64 | 6.3524 | 0.63069 | 0.70195 | 3.5356 | 0.65507 | 0.87838 | 0.64034 | 1.816 | 0.39291 | -2.9497 | -3.2971
1 | 36000 | -0.32999 | 27.6572 | 0.11042 | -0.33204 | -51.0536 | 2.8726 | 11.696 | 6.3228 | 0.63076 | 0.68192 | 3.5785 | 0.59068 | 0.81234 | 0.54735 | 1.7778 | 0.46188 | -2.7873 | -3.2373
1 | 36500 | -0.29888 | 27.5872 | 0.14089 | -0.28355 | -50.9962 | 2.8978 | 11.6941 | 6.2663 | 0.62566 | 0.70643 | 3.5633 | 0.48495 | 0.81704 | 0.49409 | 1.7872 | 0.51199 | -2.7732 | -3.2251
1 | 37000 | -0.26592 | 27.5803 | 0.12995 | -0.32767 | -50.9678 | 2.8573 | 11.699 | 6.2471 | 0.64477 | 0.70702 | 3.5875 | 0.49274 | 0.84164 | 0.46287 | 1.786 | 0.50908 | -2.7612 | -3.2226
1 | 37500 | -0.2858 | 27.5738 | 0.056348 | -0.35735 | -50.9491 | 2.9187 | 11.7425 | 6.2608 | 0.59049 | 0.69253 | 3.5765 | 0.43218 | 0.87392 | 0.5244 | 1.7961 | 0.51881 | -2.7939 | -3.171
1 | 38000 | -0.39144 | 27.6112 | 0.033842 | -0.40638 | -50.9239 | 2.8894 | 11.6629 | 6.2788 | 0.54988 | 0.71977 | 3.626 | 0.39853 | 0.83512 | 0.59004 | 1.8703 | 0.43669 | -2.7524 | -3.0285
1 | 38500 | -0.37872 | 27.6888 | 0.06828 | -0.4065 | -51.0806 | 2.9428 | 11.7246 | 6.3163 | 0.56558 | 0.65265 | 3.6063 | 0.42958 | 0.81581 | 0.58363 | 1.9073 | 0.46362 | -2.7661 | -3.1333
1 | 39000 | -0.36125 | 27.6914 | 0.088477 | -0.36659 | -51.0453 | 2.907 | 11.7393 | 6.3025 | 0.56649 | 0.65745 | 3.6104 | 0.42495 | 0.8416 | 0.58913 | 1.9567 | 0.38241 | -2.7752 | -3.2094
1 | 39500 | -0.35063 | 27.7496 | 0.10378 | -0.27766 | -51.1251 | 2.8803 | 11.7631 | 6.2373 | 0.52539 | 0.62764 | 3.6204 | 0.46987 | 0.85628 | 0.63684 | 1.9468 | 0.37406 | -2.8187 | -3.2193
1 | 40000 | -0.35324 | 27.7947 | 0.14639 | -0.30615 | -51.093 | 2.875 | 11.7671 | 6.2418 | 0.50235 | 0.6387 | 3.5929 | 0.40587 | 0.86953 | 0.64584 | 1.9588 | 0.32833 | -2.8252 | -3.1897
1 | 40500 | -0.30817 | 27.7919 | 0.13231 | -0.39812 | -51.0972 | 2.8116 | 11.7712 | 6.2688 | 0.56641 | 0.68484 | 3.5746 | 0.46975 | 0.77684 | 0.68092 | 1.9873 | 0.28389 | -2.7778 | -3.2192
1 | 41000 | -0.30913 | 27.791 | 0.11185 | -0.38763 | -51.1125 | 2.8667 | 11.7522 | 6.2494 | 0.60079 | 0.69568 | 3.59 | 0.43293 | 0.81212 | 0.71101 | 2.0307 | 0.27006 | -2.8613 | -3.2439
1 | 41500 | -0.35273 | 27.704 | 0.12575 | -0.29054 | -50.9622 | 2.8852 | 11.7269 | 6.2721 | 0.57026 | 0.71011 | 3.6341 | 0.40044 | 0.78645 | 0.63981 | 1.9856 | 0.3154 | -2.9716 | -3.179
1 | 42000 | -0.3542 | 27.6542 | 0.099653 | -0.2512 | -50.9226 | 2.946 | 11.7929 | 6.2798 | 0.53168 | 0.74881 | 3.6479 | 0.39214 | 0.71358 | 0.5814 | 2.0197 | 0.34113 | -3.04 | -3.1809
1 | 42500 | -0.34299 | 27.6475 | 0.049705 | -0.22889 | -50.8316 | 2.9329 | 11.7876 | 6.2713 | 0.53645 | 0.78029 | 3.6088 | 0.36484 | 0.71477 | 0.64566 | 1.9813 | 0.34108 | -3.0586 | -3.2003
1 | 43000 | -0.32937 | 27.7062 | 0.098926 | -0.23422 | -50.9372 | 2.9564 | 11.803 | 6.2962 | 0.50852 | 0.82242 | 3.5973 | 0.41053 | 0.692 | 0.63937 | 1.986 | 0.33183 | -3.093 | -3.255
1 | 43500 | -0.38096 | 27.6724 | 0.11632 | -0.20662 | -50.949 | 2.9719 | 11.8101 | 6.2662 | 0.53926 | 0.80325 | 3.5497 | 0.37987 | 0.76853 | 0.67333 | 1.9767 | 0.36087 | -3.1229 | -3.229
1 | 44000 | -0.37707 | 27.6475 | 0.16623 | -0.22978 | -51.018 | 3.023 | 11.7986 | 6.2697 | 0.5487 | 0.77468 | 3.6054 | 0.29584 | 0.83179 | 0.63894 | 1.9276 | 0.36606 | -3.0399 | -3.2293
1 | 44500 | -0.35156 | 27.6279 | 0.16438 | -0.1942 | -50.9595 | 3.0561 | 11.7568 | 6.2734 | 0.47652 | 0.73685 | 3.5893 | 0.29876 | 0.81516 | 0.61184 | 1.9501 | 0.42324 | -3.074 | -3.201
1 | 45000 | -0.35401 | 27.6205 | 0.14653 | -0.18572 | -50.9477 | 3.0424 | 11.7275 | 6.3286 | 0.45155 | 0.786 | 3.5431 | 0.32785 | 0.82701 | 0.6242 | 1.912 | 0.47694 | -3.0164 | -3.3102
1 | 45500 | -0.36907 | 27.6063 | 0.16348 | -0.12118 | -50.9964 | 3.0017 | 11.7668 | 6.2988 | 0.52773 | 0.73778 | 3.525 | 0.3353 | 0.80329 | 0.5484 | 1.9462 | 0.57896 | -3.0699 | -3.2833
1 | 46000 | -0.35865 | 27.6263 | 0.19582 | -0.19835 | -51.1018 | 3.0486 | 11.802 | 6.2558 | 0.55285 | 0.76135 | 3.4885 | 0.4231 | 0.76827 | 0.57377 | 1.9665 | 0.58921 | -3.0983 | -3.2949
1 | 46500 | -0.28092 | 27.5527 | 0.2335 | -0.17159 | -51.0478 | 2.9359 | 11.7487 | 6.2658 | 0.56143 | 0.81605 | 3.5091 | 0.45895 | 0.71453 | 0.59471 | 1.9598 | 0.61067 | -3.1169 | -3.3447
1 | 47000 | -0.30464 | 27.5508 | 0.25687 | -0.09983 | -51.0228 | 2.9088 | 11.7438 | 6.2333 | 0.58348 | 0.77757 | 3.4754 | 0.46538 | 0.72686 | 0.55613 | 1.9682 | 0.57249 | -3.0943 | -3.2973
1 | 47500 | -0.30472 | 27.516 | 0.27873 | -0.1177 | -51.0786 | 2.8876 | 11.724 | 6.2865 | 0.53307 | 0.7761 | 3.4391 | 0.51943 | 0.69278 | 0.54668 | 1.9588 | 0.60752 | -3.0585 | -3.2068
1 | 48000 | -0.23959 | 27.586 | 0.27087 | -0.14281 | -51.1474 | 2.8802 | 11.7497 | 6.2178 | 0.53808 | 0.8099 | 3.4367 | 0.53561 | 0.68027 | 0.5887 | 1.9352 | 0.64284 | -3.0788 | -3.2632
1 | 48500 | -0.20047 | 27.5764 | 0.26239 | -0.17416 | -51.2012 | 2.9237 | 11.737 | 6.1843 | 0.56141 | 0.85955 | 3.4197 | 0.48574 | 0.72243 | 0.6257 | 1.931 | 0.69303 | -3.1156 | -3.2909
1 | 49000 | -0.20937 | 27.6138 | 0.24902 | -0.17685 | -51.2875 | 2.863 | 11.722 | 6.2099 | 0.64707 | 0.85473 | 3.433 | 0.46726 | 0.76657 | 0.66589 | 1.8569 | 0.70251 | -3.09 | -3.288
1 | 49500 | -0.22993 | 27.6998 | 0.24929 | -0.21304 | -51.2708 | 2.863 | 11.6855 | 6.1779 | 0.67816 | 0.83526 | 3.5082 | 0.52105 | 0.73748 | 0.5976 | 1.8939 | 0.69188 | -3.1074 | -3.3178
1 | 50000 | -0.27301 | 27.7812 | 0.20811 | -0.14521 | -51.3185 | 2.8266 | 11.735 | 6.1451 | 0.64248 | 0.84535 | 3.518 | 0.53022 | 0.70072 | 0.6258 | 1.9021 | 0.69998 | -3.1094 | -3.3146
1 | 50500 | -0.31303 | 27.7762 | 0.23439 | -0.11694 | -51.4058 | 2.7947 | 11.6894 | 6.2392 | 0.6014 | 0.81801 | 3.5379 | 0.57631 | 0.77509 | 0.62572 | 1.9207 | 0.65662 | -3.0931 | -3.3167
1 | 51000 | -0.28514 | 27.7486 | 0.20898 | -0.15671 | -51.3459 | 2.7238 | 11.6787 | 6.2632 | 0.61185 | 0.85266 | 3.5534 | 0.61781 | 0.74216 | 0.66316 | 1.8269 | 0.68807 | -3.0009 | -3.3907
1 | 51500 | -0.31424 | 27.8088 | 0.20442 | -0.17174 | -51.404 | 2.7691 | 11.6785 | 6.2288 | 0.60711 | 0.86961 | 3.5837 | 0.60036 | 0.76255 | 0.64901 | 1.8261 | 0.68741 | -3.0277 | -3.3577
1 | 52000 | -0.31452 | 27.8042 | 0.17086 | -0.14141 | -51.4184 | 2.785 | 11.6795 | 6.2271 | 0.60877 | 0.88653 | 3.5389 | 0.5814 | 0.75394 | 0.64682 | 1.824 | 0.70879 | -3.0015 | -3.34
1 | 52500 | -0.38089 | 27.7602 | 0.16959 | -0.13408 | -51.3571 | 2.7387 | 11.6749 | 6.2969 | 0.57028 | 0.94391 | 3.5959 | 0.60008 | 0.6956 | 0.6297 | 1.8416 | 0.72551 | -3.0349 | -3.336
1 | 53000 | -0.31202 | 27.7483 | 0.16339 | -0.20792 | -51.3898 | 2.8117 | 11.6828 | 6.2631 | 0.61434 | 1.0065 | 3.6124 | 0.5656 | 0.70303 | 0.70371 | 1.8307 | 0.72088 | -3.0483 | -3.4683
1 | 53500 | -0.33079 | 27.7692 | 0.20075 | -0.2125 | -51.4048 | 2.8166 | 11.6519 | 6.272 | 0.60247 | 1.1069 | 3.5733 | 0.58905 | 0.71854 | 0.70732 | 1.8651 | 0.66897 | -3.091 | -3.503
1 | 54000 | -0.31718 | 27.711 | 0.17732 | -0.19393 | -51.4199 | 2.8418 | 11.6595 | 6.2082 | 0.62405 | 1.1182 | 3.5579 | 0.64016 | 0.72957 | 0.73405 | 1.8508 | 0.69291 | -3.0945 | -3.5199
1 | 54500 | -0.34003 | 27.6595 | 0.16397 | -0.17876 | -51.3447 | 2.8001 | 11.6281 | 6.2273 | 0.63107 | 1.118 | 3.5341 | 0.67109 | 0.71277 | 0.71067 | 1.7985 | 0.75879 | -3.0556 | -3.4948
1 | 55000 | -0.25584 | 27.6597 | 0.11071 | -0.18765 | -51.3408 | 2.7468 | 11.6309 | 6.2562 | 0.56774 | 1.0937 | 3.5467 | 0.7045 | 0.68365 | 0.65648 | 1.8186 | 0.78222 | -2.9771 | -3.4965
1 | 55500 | -0.20541 | 27.6983 | 0.054936 | -0.1657 | -51.3385 | 2.7217 | 11.6836 | 6.2515 | 0.54108 | 1.1041 | 3.5089 | 0.66157 | 0.72232 | 0.64564 | 1.8968 | 0.77876 | -3.0024 | -3.5572
1 | 56000 | -0.2512 | 27.7232 | -0.019402 | -0.12841 | -51.2957 | 2.732 | 11.6966 | 6.1948 | 0.5374 | 1.1376 | 3.5441 | 0.64284 | 0.7535 | 0.65978 | 1.8666 | 0.77496 | -2.9832 | -3.5855
1 | 56500 | -0.22765 | 27.7236 | -0.019141 | -0.17933 | -51.2076 | 2.7573 | 11.6859 | 6.2153 | 0.52067 | 1.1252 | 3.5265 | 0.61343 | 0.76007 | 0.70047 | 1.8309 | 0.77553 | -3.0315 | -3.5696
1 | 57000 | -0.22526 | 27.7667 | 0.017557 | -0.18283 | -51.2406 | 2.739 | 11.6746 | 6.182 | 0.57854 | 1.1368 | 3.5367 | 0.60063 | 0.70961 | 0.76132 | 1.8158 | 0.77801 | -3.0476 | -3.601
1 | 57500 | -0.23101 | 27.7703 | 0.039763 | -0.14374 | -51.189 | 2.738 | 11.6942 | 6.0938 | 0.59397 | 1.1292 | 3.5462 | 0.61311 | 0.63871 | 0.72756 | 1.7891 | 0.77575 | -3.0473 | -3.5386
1 | 58000 | -0.2075 | 27.7573 | 0.050741 | -0.13034 | -51.1385 | 2.7308 | 11.6911 | 6.0713 | 0.60651 | 1.1372 | 3.5621 | 0.61649 | 0.61755 | 0.7392 | 1.7331 | 0.75833 | -3.0284 | -3.5668
1 | 58500 | -0.21648 | 27.7943 | 0.034109 | -0.10741 | -51.043 | 2.7725 | 11.705 | 6.0784 | 0.61127 | 1.1457 | 3.4849 | 0.52077 | 0.6281 | 0.75055 | 1.7467 | 0.79951 | -3.0283 | -3.6765
1 | 59000 | -0.19059 | 27.7541 | 0.095057 | -0.12304 | -51.0197 | 2.7772 | 11.7095 | 6.052 | 0.62301 | 1.1284 | 3.4541 | 0.5397 | 0.65198 | 0.74908 | 1.7827 | 0.79315 | -3.0967 | -3.68
1 | 59500 | -0.21012 | 27.785 | 0.11068 | -0.096571 | -51.1025 | 2.7922 | 11.7431 | 6.0505 | 0.60106 | 1.1111 | 3.4556 | 0.58983 | 0.61921 | 0.76048 | 1.8105 | 0.77065 | -3.1081 | -3.6826
1 | 60000 | -0.19011 | 27.7519 | 0.13522 | -0.077803 | -51.1293 | 2.7534 | 11.6978 | 6.0859 | 0.58075 | 1.0928 | 3.4915 | 0.62179 | 0.65482 | 0.74949 | 1.8088 | 0.77221 | -3.0896 | -3.7096
1 | 60500 | -0.17071 | 27.7361 | 0.10863 | -0.080462 | -51.0803 | 2.7257 | 11.6974 | 6.0587 | 0.64912 | 1.0384 | 3.4755 | 0.59332 | 0.67804 | 0.72281 | 1.8566 | 0.80616 | -3.1603 | -3.6547
1 | 61000 | -0.15753 | 27.788 | 0.13865 | -0.080608 | -51.1248 | 2.7032 | 11.7195 | 6.0294 | 0.67648 | 1.0942 | 3.4922 | 0.5705 | 0.66424 | 0.77266 | 1.845 | 0.75352 | -3.1901 | -3.6946
1 | 61500 | -0.12573 | 27.7333 | 0.12901 | -0.051182 | -51.0719 | 2.6792 | 11.7352 | 6.0062 | 0.68575 | 1.0829 | 3.4557 | 0.57517 | 0.638 | 0.76897 | 1.8238 | 0.73841 | -3.1633 | -3.6394
1 | 62000 | -0.12725 | 27.7411 | 0.12821 | 0.0076031 | -51.0556 | 2.6602 | 11.7311 | 6.0311 | 0.65483 | 1.1336 | 3.4377 | 0.53181 | 0.66081 | 0.75085 | 1.8002 | 0.74357 | -3.2065 | -3.6233
1 | 62500 | -0.15869 | 27.758 | 0.11294 | -0.0037018 | -51.0337 | 2.6791 | 11.7022 | 6.0823 | 0.67985 | 1.1354 | 3.4387 | 0.55292 | 0.64578 | 0.73046 | 1.7873 | 0.71052 | -3.2233 | -3.5961
1 | 63000 | -0.090566 | 27.7385 | 0.13536 | 0.009395 | -51.0619 | 2.6628 | 11.7228 | 6.0688 | 0.65879 | 1.1359 | 3.3925 | 0.55703 | 0.61188 | 0.7329 | 1.7671 | 0.70596 | -3.1728 | -3.5745
1 | 63500 | -0.094211 | 27.7613 | 0.089665 | 0.044131 | -51.1147 | 2.6488 | 11.7283 | 6.0773 | 0.64169 | 1.1201 | 3.3761 | 0.54904 | 0.65196 | 0.70092 | 1.764 | 0.68435 | -3.1202 | -3.5085
1 | 64000 | -0.12217 | 27.7453 | 0.049711 | 0.08227 | -51.0152 | 2.6049 | 11.7279 | 6.0922 | 0.67414 | 1.0963 | 3.3462 | 0.52458 | 0.67092 | 0.7038 | 1.8121 | 0.65814 | -3.1094 | -3.5418
1 | 64500 | -0.13577 | 27.7725 | 0.079854 | 0.05715 | -51.0613 | 2.5495 | 11.7219 | 6.1355 | 0.66581 | 1.0772 | 3.3584 | 0.55881 | 0.64752 | 0.66823 | 1.8399 | 0.65219 | -3.0483 | -3.5392
1 | 65000 | -0.15234 | 27.8252 | 0.058601 | 0.050534 | -51.0684 | 2.5908 | 11.7188 | 6.1309 | 0.61887 | 1.0817 | 3.3702 | 0.57155 | 0.62711 | 0.64273 | 1.8178 | 0.65923 | -3.009 | -3.5342
1 | 65500 | -0.18752 | 27.8213 | 0.052406 | 0.036163 | -51.0896 | 2.5973 | 11.738 | 6.1397 | 0.65927 | 1.1144 | 3.3645 | 0.54029 | 0.6308 | 0.63833 | 1.8481 | 0.66737 | -2.99 | -3.5809
1 | 66000 | -0.18153 | 27.7986 | 0.053964 | 0.030528 | -51.0296 | 2.5603 | 11.6876 | 6.2042 | 0.60892 | 1.1292 | 3.377 | 0.4888 | 0.61811 | 0.69954 | 1.832 | 0.70673 | -3.0044 | -3.58
1 | 66500 | -0.18406 | 27.7921 | 0.089823 | 0.032781 | -51.0478 | 2.5879 | 11.6853 | 6.2268 | 0.59316 | 1.1703 | 3.3825 | 0.47075 | 0.6287 | 0.63799 | 1.8318 | 0.75299 | -3.0253 | -3.6258
1 | 67000 | -0.17028 | 27.7682 | 0.097286 | 0.055706 | -51.0379 | 2.6032 | 11.654 | 6.2392 | 0.63549 | 1.1587 | 3.3809 | 0.4355 | 0.56738 | 0.64634 | 1.8602 | 0.75845 | -2.9783 | -3.674
1 | 67500 | -0.20576 | 27.8112 | 0.075376 | 0.093048 | -51.064 | 2.6308 | 11.6821 | 6.2198 | 0.61109 | 1.1777 | 3.4062 | 0.4285 | 0.56376 | 0.61531 | 1.8728 | 0.7739 | -2.9467 | -3.7452
1 | 68000 | -0.22703 | 27.8317 | 0.097549 | 0.13829 | -51.1144 | 2.6512 | 11.7125 | 6.2224 | 0.60259 | 1.1653 | 3.4473 | 0.42714 | 0.56742 | 0.58491 | 1.8657 | 0.77269 | -2.9616 | -3.7836
1 | 68500 | -0.20782 | 27.8631 | 0.06365 | 0.12137 | -51.127 | 2.6297 | 11.7378 | 6.2281 | 0.60844 | 1.1177 | 3.4378 | 0.42959 | 0.57533 | 0.56853 | 1.8625 | 0.79945 | -2.8969 | -3.8113
1 | 69000 | -0.21712 | 27.915 | 0.076047 | 0.12362 | -51.1787 | 2.6638 | 11.7408 | 6.2469 | 0.58038 | 1.0819 | 3.4588 | 0.46476 | 0.55472 | 0.56077 | 1.8805 | 0.81438 | -2.9541 | -3.8124
1 | 69500 | -0.20346 | 27.8755 | 0.071376 | 0.11337 | -51.2007 | 2.7011 | 11.743 | 6.194 | 0.60043 | 1.0844 | 3.5001 | 0.42827 | 0.53265 | 0.56066 | 1.8572 | 0.8685 | -2.952 | -3.7744
1 | 70000 | -0.19388 | 27.8472 | 0.074685 | 0.14125 | -51.2157 | 2.6772 | 11.7424 | 6.1859 | 0.63916 | 1.0833 | 3.4706 | 0.44352 | 0.52584 | 0.50237 | 1.8843 | 0.89881 | -2.9643 | -3.7427
1 | 70500 | -0.19578 | 27.841 | 0.074098 | 0.10764 | -51.2715 | 2.6868 | 11.7395 | 6.1937 | 0.67361 | 1.103 | 3.4623 | 0.46618 | 0.52688 | 0.51285 | 1.9224 | 0.9225 | -2.9778 | -3.7876
1 | 71000 | -0.18209 | 27.8571 | 0.084448 | 0.13031 | -51.3568 | 2.6986 | 11.7393 | 6.1953 | 0.70036 | 1.0865 | 3.4719 | 0.44836 | 0.54968 | 0.54141 | 1.9066 | 0.88521 | -3.0243 | -3.7319
1 | 71500 | -0.19524 | 27.9177 | 0.082243 | 0.11788 | -51.4002 | 2.6965 | 11.7189 | 6.199 | 0.72851 | 1.1134 | 3.5029 | 0.44742 | 0.57196 | 0.51615 | 1.9054 | 0.92424 | -3.0955 | -3.7512
1 | 72000 | -0.18781 | 27.9189 | 0.073696 | 0.11463 | -51.3916 | 2.6882 | 11.7282 | 6.1889 | 0.75115 | 1.1093 | 3.4837 | 0.39234 | 0.61458 | 0.54057 | 1.9347 | 0.89473 | -3.0904 | -3.7638
1 | 72500 | -0.21692 | 27.9293 | 0.0069687 | 0.11584 | -51.4102 | 2.676 | 11.7043 | 6.1924 | 0.75521 | 1.1155 | 3.5059 | 0.39789 | 0.63749 | 0.57982 | 1.944 | 0.909 | -3.0434 | -3.799
1 | 73000 | -0.19113 | 27.889 | -0.015234 | 0.11524 | -51.3715 | 2.6574 | 11.695 | 6.1356 | 0.78065 | 1.1448 | 3.5032 | 0.34919 | 0.60849 | 0.59982 | 1.9246 | 0.90683 | -2.9706 | -3.7613
1 | 73500 | -0.16307 | 27.9231 | -0.0069415 | 0.1015 | -51.3594 | 2.6646 | 11.701 | 6.0907 | 0.79786 | 1.1276 | 3.5213 | 0.35446 | 0.56811 | 0.58834 | 1.9078 | 0.9136 | -2.9756 | -3.7551
1 | 74000 | -0.15466 | 27.8895 | 0.014731 | 0.13522 | -51.3327 | 2.6211 | 11.7147 | 6.124 | 0.77103 | 1.1191 | 3.5317 | 0.36625 | 0.59079 | 0.57186 | 1.8928 | 0.90953 | -3.0147 | -3.7503
1 | 74500 | -0.17125 | 27.8942 | 0.044673 | 0.12228 | -51.4102 | 2.6511 | 11.7282 | 6.1302 | 0.7369 | 1.1432 | 3.4882 | 0.39355 | 0.5477 | 0.56519 | 1.9177 | 0.91457 | -2.9763 | -3.7198
1 | 75000 | -0.15926 | 27.8598 | 0.089939 | 0.11487 | -51.3688 | 2.6219 | 11.6985 | 6.1238 | 0.72163 | 1.1781 | 3.4932 | 0.38003 | 0.54377 | 0.56205 | 1.8967 | 0.91742 | -3.0003 | -3.6734
1 | 75500 | -0.18626 | 27.8439 | 0.11211 | 0.097495 | -51.4707 | 2.6597 | 11.711 | 6.136 | 0.71335 | 1.1853 | 3.4574 | 0.41166 | 0.53558 | 0.59371 | 1.9221 | 0.91322 | -2.993 | -3.6426
1 | 76000 | -0.19874 | 27.7912 | 0.13267 | 0.075582 | -51.4264 | 2.6474 | 11.6653 | 6.1108 | 0.69725 | 1.196 | 3.4956 | 0.42407 | 0.53221 | 0.61408 | 1.9268 | 0.93496 | -3.0326 | -3.5861
1 | 76500 | -0.18349 | 27.7875 | 0.16452 | 0.09368 | -51.4909 | 2.6149 | 11.6616 | 6.115 | 0.73367 | 1.1936 | 3.4999 | 0.43873 | 0.51766 | 0.61529 | 1.9309 | 0.93909 | -3.0326 | -3.599
1 | 77000 | -0.18497 | 27.7651 | 0.20383 | 0.04707 | -51.4683 | 2.5913 | 11.6565 | 6.1023 | 0.74331 | 1.1988 | 3.5187 | 0.44474 | 0.53609 | 0.61808 | 1.9827 | 0.91878 | -3.0395 | -3.6345
1 | 77500 | -0.21704 | 27.7818 | 0.22222 | 0.01094 | -51.4858 | 2.5769 | 11.6411 | 6.0918 | 0.73601 | 1.2147 | 3.48 | 0.4267 | 0.56947 | 0.62684 | 1.9862 | 0.96018 | -3.015 | -3.6071
1 | 78000 | -0.17244 | 27.7704 | 0.25728 | 0.014072 | -51.4667 | 2.5244 | 11.6079 | 6.0734 | 0.73094 | 1.2126 | 3.4911 | 0.46419 | 0.58392 | 0.62126 | 2.0018 | 0.88191 | -3.0043 | -3.5917
1 | 78500 | -0.16569 | 27.7843 | 0.28362 | 0.010433 | -51.5054 | 2.509 | 11.6025 | 6.0315 | 0.7735 | 1.2303 | 3.4825 | 0.4583 | 0.58228 | 0.64967 | 2.0156 | 0.88953 | -3.013 | -3.6191
1 | 79000 | -0.15474 | 27.7544 | 0.23228 | 0.010902 | -51.4839 | 2.5012 | 11.6188 | 6.0411 | 0.75561 | 1.2417 | 3.4838 | 0.50757 | 0.54418 | 0.68133 | 2.0067 | 0.87997 | -3.0247 | -3.5962
1 | 79500 | -0.13927 | 27.7648 | 0.23312 | -0.029883 | -51.5178 | 2.5295 | 11.6296 | 6.0198 | 0.75488 | 1.2422 | 3.479 | 0.52271 | 0.51448 | 0.67261 | 2.0269 | 0.92135 | -3.006 | -3.6181
1 | 80000 | -0.13715 | 27.7253 | 0.21952 | -0.036451 | -51.4821 | 2.5351 | 11.6247 | 5.9936 | 0.75966 | 1.2585 | 3.4672 | 0.54585 | 0.52765 | 0.65927 | 2.0119 | 0.87774 | -2.9957 | -3.5546
1 | 80500 | -0.12752 | 27.7423 | 0.18433 | -0.071828 | -51.4755 | 2.5393 | 11.609 | 5.9758 | 0.78872 | 1.2596 | 3.4865 | 0.58559 | 0.5323 | 0.6321 | 1.9907 | 0.86506 | -2.9604 | -3.5559
1 | 81000 | -0.1434 | 27.7384 | 0.17598 | -0.092562 | -51.4493 | 2.5764 | 11.6176 | 5.9998 | 0.74517 | 1.2627 | 3.4913 | 0.56529 | 0.50945 | 0.62767 | 2.0308 | 0.83215 | -2.9369 | -3.5506
1 | 81500 | -0.089697 | 27.723 | 0.15263 | -0.14376 | -51.4632 | 2.61 | 11.6044 | 6.0092 | 0.72456 | 1.2589 | 3.486 | 0.57312 | 0.49859 | 0.65982 | 2.0665 | 0.82246 | -2.9245 | -3.5681
1 | 82000 | -0.084666 | 27.7408 | 0.15948 | -0.15732 | -51.4517 | 2.6015 | 11.6036 | 6.015 | 0.7382 | 1.2579 | 3.5185 | 0.55459 | 0.5066 | 0.67271 | 2.035 | 0.80584 | -2.9133 | -3.6027
1 | 82500 | -0.086391 | 27.7788 | 0.14666 | -0.1619 | -51.559 | 2.6432 | 11.5911 | 6.0135 | 0.73795 | 1.269 | 3.5596 | 0.59302 | 0.46367 | 0.66735 | 2.0511 | 0.78232 | -2.9287 | -3.5613
1 | 83000 | -0.09491 | 27.7933 | 0.13602 | -0.18525 | -51.5718 | 2.6819 | 11.6208 | 5.9914 | 0.72017 | 1.2603 | 3.5579 | 0.58283 | 0.44192 | 0.7211 | 2.0649 | 0.78833 | -2.9607 | -3.5482
1 | 83500 | -0.085608 | 27.7805 | 0.10696 | -0.18713 | -51.5769 | 2.6353 | 11.6048 | 6.0058 | 0.71524 | 1.2537 | 3.5971 | 0.61087 | 0.47642 | 0.71544 | 2.0683 | 0.80547 | -2.9575 | -3.5689
1 | 84000 | -0.10674 | 27.7943 | 0.12599 | -0.1978 | -51.6 | 2.6477 | 11.5939 | 6.0282 | 0.68737 | 1.2668 | 3.567 | 0.61334 | 0.50413 | 0.72429 | 2.0912 | 0.82169 | -2.9852 | -3.5763
1 | 84500 | -0.10228 | 27.8147 | 0.10954 | -0.20974 | -51.5808 | 2.6703 | 11.5979 | 6.042 | 0.71462 | 1.2631 | 3.5383 | 0.62461 | 0.48128 | 0.68797 | 2.0839 | 0.82851 | -2.98 | -3.5839
1 | 85000 | -0.15028 | 27.787 | 0.13245 | -0.1829 | -51.5821 | 2.6544 | 11.5803 | 6.0384 | 0.72624 | 1.2927 | 3.5171 | 0.62754 | 0.44359 | 0.70428 | 2.0876 | 0.87962 | -2.9989 | -3.557
1 | 85500 | -0.13844 | 27.7975 | 0.17413 | -0.19594 | -51.6207 | 2.6036 | 11.6193 | 6.0538 | 0.76154 | 1.2709 | 3.5039 | 0.60283 | 0.47336 | 0.64781 | 2.12 | 0.86682 | -2.9913 | -3.5492
1 | 86000 | -0.16803 | 27.8201 | 0.16069 | -0.21733 | -51.6599 | 2.5909 | 11.6254 | 6.0929 | 0.76013 | 1.2778 | 3.4687 | 0.6011 | 0.47483 | 0.67413 | 2.1494 | 0.85844 | -3.0157 | -3.4936
1 | 86500 | -0.18674 | 27.7878 | 0.15705 | -0.21081 | -51.6563 | 2.5844 | 11.6211 | 6.094 | 0.74491 | 1.2988 | 3.4684 | 0.58375 | 0.47468 | 0.69144 | 2.1656 | 0.88331 | -3.012 | -3.4895
1 | 87000 | -0.19328 | 27.784 | 0.14056 | -0.21674 | -51.6483 | 2.5735 | 11.6087 | 6.0923 | 0.75324 | 1.3378 | 3.4333 | 0.59934 | 0.49975 | 0.6798 | 2.1711 | 0.89121 | -3.0171 | -3.4891
1 | 87500 | -0.17805 | 27.7821 | 0.14317 | -0.17952 | -51.6823 | 2.5991 | 11.607 | 6.1114 | 0.73247 | 1.3327 | 3.4395 | 0.57984 | 0.49659 | 0.68995 | 2.1917 | 0.85882 | -3.0016 | -3.5229
1 | 88000 | -0.15182 | 27.7873 | 0.13924 | -0.16688 | -51.689 | 2.6313 | 11.5996 | 6.1517 | 0.69182 | 1.3249 | 3.4097 | 0.5718 | 0.54472 | 0.66098 | 2.1913 | 0.87868 | -3.0287 | -3.5466
1 | 88500 | -0.16432 | 27.7988 | 0.13282 | -0.17944 | -51.7116 | 2.6172 | 11.6172 | 6.1631 | 0.71205 | 1.3068 | 3.4282 | 0.54804 | 0.54371 | 0.66424 | 2.2047 | 0.90534 | -3.061 | -3.5259
1 | 89000 | -0.13232 | 27.8074 | 0.11118 | -0.20248 | -51.778 | 2.616 | 11.6394 | 6.1645 | 0.71835 | 1.3505 | 3.4361 | 0.5618 | 0.54913 | 0.64398 | 2.2075 | 0.89485 | -3.0243 | -3.5634
1 | 89500 | -0.11748 | 27.8301 | 0.11149 | -0.21085 | -51.801 | 2.6354 | 11.6349 | 6.1599 | 0.73207 | 1.3265 | 3.4475 | 0.56443 | 0.56769 | 0.66725 | 2.1879 | 0.88316 | -3.0863 | -3.5327
1 | 90000 | -0.12614 | 27.839 | 0.1042 | -0.2299 | -51.8317 | 2.6034 | 11.6737 | 6.179 | 0.71397 | 1.3291 | 3.4799 | 0.58311 | 0.58571 | 0.67333 | 2.1686 | 0.87518 | -3.0371 | -3.5833
1 | 90500 | -0.15738 | 27.8281 | 0.144 | -0.21728 | -51.8368 | 2.5819 | 11.6515 | 6.1744 | 0.70825 | 1.3309 | 3.4777 | 0.59 | 0.59373 | 0.6666 | 2.194 | 0.90305 | -3.0285 | -3.6041
1 | 91000 | -0.14221 | 27.8115 | 0.14222 | -0.23145 | -51.8948 | 2.593 | 11.6061 | 6.1897 | 0.74387 | 1.3397 | 3.5002 | 0.57685 | 0.59216 | 0.68519 | 2.1979 | 0.93251 | -3.0395 | -3.6029
1 | 91500 | -0.14694 | 27.7785 | 0.15349 | -0.25653 | -51.8737 | 2.5729 | 11.6083 | 6.1685 | 0.75001 | 1.3146 | 3.5218 | 0.59206 | 0.59095 | 0.68647 | 2.2073 | 0.93716 | -3.0443 | -3.5606
1 | 92000 | -0.15555 | 27.7511 | 0.12756 | -0.28524 | -51.8576 | 2.6004 | 11.6091 | 6.1805 | 0.77348 | 1.3086 | 3.4967 | 0.60877 | 0.58929 | 0.6823 | 2.2136 | 0.92829 | -3.0111 | -3.5602
1 | 92500 | -0.13955 | 27.782 | 0.11543 | -0.26914 | -51.8676 | 2.5556 | 11.6146 | 6.1858 | 0.77252 | 1.2903 | 3.5071 | 0.59247 | 0.61095 | 0.67721 | 2.2268 | 0.92057 | -3.0079 | -3.5671
1 | 93000 | -0.12178 | 27.7923 | 0.091485 | -0.27201 | -51.8926 | 2.5763 | 11.6252 | 6.1595 | 0.74415 | 1.2663 | 3.5085 | 0.59754 | 0.61918 | 0.73189 | 2.1975 | 0.95715 | -3.0186 | -3.5618
1 | 93500 | -0.087178 | 27.7608 | 0.10813 | -0.27172 | -51.8295 | 2.5351 | 11.5922 | 6.1393 | 0.73575 | 1.2576 | 3.5099 | 0.60638 | 0.6254 | 0.72264 | 2.2172 | 0.95916 | -3.0375 | -3.5439
1 | 94000 | -0.089682 | 27.7552 | 0.10869 | -0.26884 | -51.8223 | 2.5683 | 11.5541 | 6.1297 | 0.71924 | 1.2632 | 3.4928 | 0.62154 | 0.60104 | 0.71155 | 2.2289 | 0.99833 | -3.0208 | -3.5509
1 | 94500 | -0.094008 | 27.772 | 0.081678 | -0.27038 | -51.7976 | 2.576 | 11.5398 | 6.116 | 0.7388 | 1.2371 | 3.4894 | 0.6291 | 0.60595 | 0.73778 | 2.2342 | 1.0397 | -3.0589 | -3.5767
1 | 95000 | -0.072279 | 27.7228 | 0.10079 | -0.25262 | -51.8051 | 2.5637 | 11.5362 | 6.1113 | 0.744 | 1.2376 | 3.4861 | 0.63879 | 0.57878 | 0.71714 | 2.2501 | 1.0212 | -3.0199 | -3.5587
1 | 95500 | -0.074065 | 27.7203 | 0.099019 | -0.25356 | -51.8184 | 2.5451 | 11.5277 | 6.1006 | 0.77547 | 1.2576 | 3.4683 | 0.67732 | 0.55532 | 0.73064 | 2.2431 | 1.0681 | -3.0443 | -3.5784
1 | 96000 | -0.07346 | 27.752 | 0.094318 | -0.27547 | -51.8536 | 2.55 | 11.5533 | 6.1309 | 0.74712 | 1.2533 | 3.4494 | 0.68087 | 0.52389 | 0.72682 | 2.2361 | 1.076 | -3.0378 | -3.5338
1 | 96500 | -0.12111 | 27.7465 | 0.093419 | -0.28639 | -51.8629 | 2.5691 | 11.5487 | 6.1232 | 0.75635 | 1.2499 | 3.4532 | 0.67376 | 0.52141 | 0.73694 | 2.2536 | 1.09 | -3.0199 | -3.5258
1 | 97000 | -0.11676 | 27.7548 | 0.10547 | -0.25386 | -51.8601 | 2.5851 | 11.5378 | 6.1144 | 0.7783 | 1.2503 | 3.4341 | 0.65297 | 0.51031 | 0.71229 | 2.2488 | 1.1071 | -3.0139 | -3.5472
1 | 97500 | -0.10791 | 27.7561 | 0.10291 | -0.25342 | -51.8305 | 2.5521 | 11.5452 | 6.0922 | 0.80122 | 1.2505 | 3.4355 | 0.65895 | 0.49279 | 0.71296 | 2.2384 | 1.1157 | -3.0454 | -3.5174
1 | 98000 | -0.098634 | 27.7161 | 0.11629 | -0.2645 | -51.8296 | 2.5664 | 11.5523 | 6.0838 | 0.80286 | 1.2434 | 3.4407 | 0.63507 | 0.50674 | 0.71963 | 2.2426 | 1.1155 | -3.044 | -3.5047
1 | 98500 | -0.10362 | 27.6987 | 0.09102 | -0.21896 | -51.8367 | 2.5863 | 11.5398 | 6.0754 | 0.80123 | 1.2015 | 3.4489 | 0.65363 | 0.52438 | 0.73929 | 2.23 | 1.1489 | -3.0391 | -3.5408
1 | 99000 | -0.079586 | 27.719 | 0.10173 | -0.23 | -51.8533 | 2.5914 | 11.5436 | 6.024 | 0.78652 | 1.2146 | 3.4291 | 0.6659 | 0.52998 | 0.72811 | 2.2167 | 1.1492 | -3.0467 | -3.4903
1 | 99500 | -0.068563 | 27.72 | 0.11289 | -0.23479 | -51.8208 | 2.5738 | 11.5471 | 6.0525 | 0.74522 | 1.2156 | 3.4179 | 0.64706 | 0.5353 | 0.72502 | 2.2135 | 1.1554 | -3.0648 | -3.4724
1 | 100000 | -0.080218 | 27.7058 | 0.11934 | -0.22111 | -51.7742 | 2.5768 | 11.5404 | 6.0387 | 0.73893 | 1.2248 | 3.3875 | 0.65153 | 0.53213 | 0.73322 | 2.237 | 1.1446 | -3.0946 | -3.4606
2 | 100 | -7.4727 | 31.8843 | -13.5933 | 2.3204 | -67.3247 | 5.9185 | 29.217 | 3.7363 | -1.2063 | 2.5017 | -3.1805 | 10.0564 | -7.0917 | 9.6888 | 7.9288 | 8.5576 | 8.4147 | 1.0952
2 | 500 | -2.2031 | 29.9514 | -0.077168 | -4.0294 | -51.0297 | 8.9921 | 19.1429 | 9.4016 | 0.9269 | 0.67635 | 5.326 | 0.44075 | -4.4436 | 2.3615 | 5.3609 | 4.9518 | -1.6651 | -2.6337
2 | 1000 | 1.7562 | 29.9517 | 0.67107 | -1.7938 | -49.5131 | 3.7622 | 15.8461 | 10.578 | 2.4188 | -2.6115 | 5.6564 | 0.72953 | -0.26044 | 0.97443 | 5.9121 | 5.538 | -4.7933 | -3.3721
2 | 1500 | 1.4292 | 30.7203 | 0.37175 | -1.7286 | -50.663 | 4.4712 | 17.0722 | 9.7138 | 2.8669 | -0.22889 | 6.3145 | -0.1208 | 0.49255 | 1.0621 | 6.1114 | 4.3339 | -5.3979 | -5.3703
2 | 2000 | -1.0857 | 31.4553 | 0.069624 | -1.0335 | -52.694 | 2.7106 | 17.0679 | 10.6927 | 2.9236 | 0.8264 | 7.3596 | 0.4976 | 1.1135 | 2.7331 | 5.7952 | 3.0901 | -5.1788 | -4.8928
2 | 2500 | -1.2241 | 31.8059 | -0.078277 | -0.59303 | -52.3695 | 3.3144 | 16.9931 | 10.1359 | 3.0248 | 1.6124 | 6.1041 | 0.97946 | 0.79847 | 2.5352 | 5.5485 | 2.9751 | -5.8653 | -4.2467
2 | 3000 | -0.92985 | 32.3004 | 0.58075 | -0.47907 | -52.2177 | 2.7491 | 16.8979 | 9.5431 | 2.2344 | 2.1858 | 5.9794 | 0.93581 | 0.72284 | 2.2283 | 5.5029 | 2.9074 | -4.7686 | -4.9223
2 | 3500 | -0.7944 | 31.4622 | 0.56935 | 0.067726 | -51.0122 | 3.2354 | 16.25 | 9.5479 | 1.0445 | 2.6723 | 6.7128 | 1.1923 | 0.44554 | 2.1664 | 4.9805 | 1.8375 | -4.1563 | -4.7711
2 | 4000 | -0.8154 | 31.193 | -0.34431 | 0.073287 | -51.5706 | 3.5568 | 16.2623 | 10.0144 | 0.89279 | 2.5475 | 6.6147 | 1.4201 | 1.3154 | 2.7533 | 4.5689 | 1.7833 | -3.9703 | -4.845
2 | 4500 | -0.77224 | 31.2959 | -0.75573 | 0.12057 | -51.0425 | 3.2428 | 16.1306 | 10.2285 | 1.0443 | 2.2635 | 6.6367 | 1.4542 | 1.3492 | 2.7271 | 4.6056 | 2.1784 | -5.2205 | -4.0361
2 | 5000 | -1.0734 | 31.4579 | -1.0076 | 0.21411 | -50.8627 | 3.4886 | 16.0537 | 9.3226 | 0.89784 | 2.1501 | 6.5955 | 1.6348 | 1.2681 | 2.8783 | 4.6436 | 2.7884 | -5.2973 | -3.7024
2 | 5500 | -1.3752 | 31.1998 | -0.9474 | -0.37671 | -51.2129 | 4.3079 | 15.6917 | 9.5032 | 0.93222 | 2.0452 | 7.3506 | 1.8994 | 0.97493 | 3.1802 | 4.4519 | 3.1263 | -5.6616 | -3.6391
2 | 6000 | -1.3355 | 30.8322 | -0.826 | -0.24721 | -50.7478 | 4.2112 | 15.6909 | 9.2533 | 1.1917 | 2.3952 | 7.5365 | 1.5343 | 0.78268 | 3.0032 | 4.6371 | 2.8532 | -5.9321 | -3.3824
2 | 6500 | -0.83198 | 31.2574 | -1.0089 | -0.51263 | -50.7987 | 4.4202 | 15.9361 | 9.1681 | 1.095 | 2.0939 | 7.3364 | 1.3426 | 0.816 | 2.9224 | 4.6956 | 2.7285 | -5.5294 | -3.6798
2 | 7000 | -0.63576 | 31.0856 | -0.81728 | -0.62845 | -49.7392 | 4.2972 | 15.6362 | 8.9103 | 1.132 | 2.3507 | 7.395 | 1.8209 | 0.63453 | 2.5967 | 4.5358 | 2.5372 | -5.5338 | -4.1275
2 | 7500 | -0.61177 | 31.4433 | -0.55995 | -0.20608 | -49.7939 | 4.6533 | 15.8003 | 8.8878 | 1.049 | 1.9018 | 7.1833 | 2.0998 | 0.47381 | 2.5754 | 3.9451 | 2.8414 | -5.7822 | -4.4499
2 | 8000 | -0.77322 | 31.4737 | -0.34581 | -0.14146 | -49.8638 | 4.7834 | 15.7719 | 8.4456 | 1.203 | 1.9752 | 7.0196 | 2.2735 | 0.27642 | 2.4668 | 3.6119 | 2.8501 | -5.586 | -3.9904
2 | 8500 | -0.59749 | 31.3511 | -0.47991 | -0.20859 | -49.9369 | 5.1165 | 15.6675 | 8.5601 | 1.2461 | 2.0236 | 6.6654 | 2.1926 | 0.43285 | 2.4557 | 3.8008 | 2.7324 | -5.4195 | -4.1518
2 | 9000 | -0.65391 | 31.0215 | -0.53997 | -0.31265 | -49.3878 | 4.9829 | 15.6889 | 8.4728 | 1.2468 | 2.2082 | 6.5564 | 2.3146 | 0.3702 | 2.4364 | 3.9683 | 2.7559 | -5.3943 | -4.2841
2 | 9500 | -0.72605 | 30.8636 | -0.52491 | -0.099666 | -48.3217 | 5.0174 | 15.3197 | 8.3662 | 1.0845 | 2.0919 | 6.3629 | 2.1061 | 0.32441 | 2.5126 | 4.071 | 2.6145 | -5.573 | -4.039
2 | 10000 | -0.72631 | 30.7392 | -0.3455 | -0.17449 | -48.5669 | 5.1194 | 15.2699 | 8.4693 | 1.059 | 2.2534 | 6.4785 | 1.7137 | 0.36293 | 2.2687 | 4.3459 | 2.665 | -5.1197 | -4.3618
2 | 10500 | -0.81209 | 30.8451 | -0.50815 | -0.056414 | -48.9212 | 4.919 | 15.2453 | 8.5262 | 1.0604 | 2.4737 | 6.5229 | 1.712 | 0.62971 | 2.0683 | 4.2394 | 2.6171 | -5.0451 | -4.0657
2 | 11000 | -0.98552 | 30.6917 | -0.53884 | -0.19911 | -48.8733 | 5.0043 | 15.1362 | 8.6147 | 1.0486 | 2.593 | 6.5133 | 1.4244 | 0.86568 | 2.0135 | 4.1389 | 2.8645 | -4.7889 | -4.0726
2 | 11500 | -0.85643 | 30.5878 | -0.71082 | -0.010613 | -48.4888 | 4.9917 | 14.9296 | 8.79 | 0.93716 | 2.4374 | 6.3661 | 1.5961 | 0.86912 | 2.0475 | 4.1774 | 2.7589 | -4.9229 | -4.0489
2 | 12000 | -1.0208 | 30.4328 | -0.79547 | -0.014639 | -48.7893 | 5.0157 | 14.9927 | 9.0458 | 0.99652 | 2.2473 | 6.3493 | 1.5168 | 0.89978 | 1.9547 | 4.4648 | 2.7753 | -4.6126 | -4.0084
2 | 12500 | -0.90214 | 30.685 | -0.84605 | -0.37934 | -49.0538 | 5.0918 | 15.1151 | 8.973 | 1.1885 | 2.2165 | 6.5797 | 1.464 | 0.91964 | 2.11 | 4.2744 | 2.8262 | -4.765 | -4.0471
2 | 13000 | -1.0316 | 30.7341 | -0.65581 | -0.40258 | -49.0003 | 4.9093 | 15.289 | 9.0544 | 1.1822 | 2.2932 | 6.6181 | 1.4544 | 0.95739 | 2.0027 | 4.268 | 2.7961 | -5.1141 | -3.9042
2 | 13500 | -0.96215 | 30.7238 | -0.6069 | -0.42794 | -49.0895 | 4.9047 | 15.4135 | 9.1864 | 1.2617 | 2.1204 | 6.6017 | 1.6838 | 0.9535 | 1.8716 | 4.199 | 2.6325 | -5.0468 | -3.9689
2 | 14000 | -0.97228 | 30.7859 | -0.47577 | -0.54246 | -49.0213 | 5.0012 | 15.2972 | 9.4257 | 1.318 | 2.0138 | 6.631 | 1.6846 | 0.97239 | 1.9064 | 4.1225 | 2.6128 | -5.4775 | -3.8317
2 | 14500 | -1.0838 | 30.8275 | -0.49994 | -0.5642 | -49.1424 | 5.2066 | 15.3249 | 9.4015 | 1.4251 | 2.0664 | 6.6377 | 1.7005 | 0.96795 | 1.809 | 4.1371 | 2.7298 | -5.6524 | -3.8408
2 | 15000 | -0.92301 | 30.8906 | -0.36427 | -0.53251 | -49.2035 | 5.272 | 15.3006 | 9.3073 | 1.3044 | 2.1056 | 6.6743 | 1.7037 | 0.9505 | 1.6922 | 4.0546 | 2.5656 | -5.4309 | -3.9169
2 | 15500 | -0.88974 | 30.9656 | -0.32639 | -0.53479 | -49.2021 | 5.2464 | 15.1405 | 9.254 | 1.3956 | 2.1652 | 6.5429 | 1.5912 | 1.0497 | 1.76 | 3.9854 | 2.3733 | -5.4824 | -3.5841
2 | 16000 | -0.94134 | 30.9211 | -0.1788 | -0.50693 | -49.2371 | 5.217 | 15.0656 | 9.4159 | 1.3797 | 2.2257 | 6.3674 | 1.6892 | 1.0534 | 1.6881 | 4.0435 | 2.4078 | -5.7008 | -3.4592
2 | 16500 | -0.95631 | 30.8545 | -0.033692 | -0.58224 | -49.0175 | 5.2244 | 15.1173 | 9.4016 | 1.4591 | 2.3841 | 6.2725 | 1.6581 | 0.94491 | 1.5757 | 4.0398 | 2.2808 | -5.6716 | -3.501
2 | 17000 | -1.0262 | 30.783 | -0.026229 | -0.63989 | -48.8696 | 5.1834 | 15.2052 | 9.4682 | 1.4586 | 2.3039 | 6.298 | 1.5254 | 0.89793 | 1.6298 | 4.0654 | 2.4001 | -5.6797 | -3.5267
2 | 17500 | -1.0178 | 30.8656 | 0.099532 | -0.55072 | -48.9573 | 5.1515 | 15.1192 | 9.4207 | 1.4943 | 2.3056 | 6.3198 | 1.6775 | 0.754 | 1.6023 | 4.0736 | 2.3951 | -5.6578 | -3.6448
2 | 18000 | -0.96033 | 30.9404 | 0.079676 | -0.62432 | -49.259 | 5.1226 | 15.2272 | 9.4072 | 1.5967 | 2.3164 | 6.3584 | 1.7093 | 0.7984 | 1.5846 | 4.0074 | 2.2664 | -5.5538 | -3.567
2 | 18500 | -0.88379 | 30.7833 | -0.0056686 | -0.53697 | -49.1369 | 5.1948 | 15.193 | 9.4147 | 1.493 | 2.2992 | 6.384 | 1.6412 | 0.84494 | 1.6835 | 4.1339 | 2.1864 | -5.6856 | -3.5526
2 | 19000 | -0.8122 | 30.8598 | 0.0801 | -0.43572 | -48.9723 | 5.2151 | 15.2976 | 9.4303 | 1.4071 | 2.296 | 6.2753 | 1.5658 | 0.85274 | 1.6416 | 4.0258 | 2.1623 | -5.6508 | -3.7882
2 | 19500 | -0.83651 | 30.8221 | 0.054456 | -0.40129 | -48.7657 | 5.1966 | 15.3134 | 9.2307 | 1.4271 | 2.2808 | 6.3121 | 1.5356 | 0.88639 | 1.7399 | 4.0444 | 2.1557 | -5.63 | -3.9154
2 | 20000 | -0.85689 | 30.9206 | 0.027592 | -0.31158 | -48.9085 | 5.1676 | 15.4138 | 9.3518 | 1.4637 | 2.326 | 6.3556 | 1.5244 | 0.84964 | 1.7842 | 4.2079 | 2.0336 | -5.892 | -4.0069
2 | 20500 | -0.79945 | 30.906 | 0.13028 | -0.31978 | -48.9595 | 5.1034 | 15.4335 | 9.3906 | 1.4297 | 2.0938 | 6.3789 | 1.5788 | 0.70842 | 1.8616 | 4.1552 | 2.0985 | -5.8208 | -3.9186
2 | 21000 | -0.772 | 30.8231 | 0.18409 | -0.31034 | -49.0949 | 4.964 | 15.4071 | 9.4103 | 1.5364 | 2.0923 | 6.2541 | 1.6536 | 0.85666 | 1.8788 | 4.0844 | 2.0575 | -5.6424 | -3.9323
2 | 21500 | -0.8087 | 30.7082 | 0.12031 | -0.16252 | -48.829 | 5.0164 | 15.2367 | 9.3966 | 1.4995 | 2.0947 | 6.2351 | 1.5908 | 0.74932 | 1.8938 | 4.1356 | 2.0766 | -5.6686 | -3.8345
2 | 22000 | -0.79808 | 30.6708 | 0.20522 | -0.21581 | -48.9706 | 4.9689 | 15.2503 | 9.4417 | 1.5945 | 2.0898 | 6.1592 | 1.6001 | 0.79863 | 1.8318 | 4.1477 | 2.2288 | -5.5524 | -4.0001
2 | 22500 | -0.84364 | 30.5791 | 0.14705 | -0.20459 | -48.6366 | 4.887 | 15.2857 | 9.4448 | 1.5687 | 2.2274 | 6.1534 | 1.6527 | 0.80721 | 1.7627 | 4.0076 | 2.2288 | -5.575 | -4.0419
2 | 23000 | -0.96038 | 30.6044 | 0.27943 | -0.19466 | -48.5188 | 4.8722 | 15.2263 | 9.4738 | 1.6838 | 2.1249 | 6.1484 | 1.6959 | 0.84158 | 1.7568 | 3.8662 | 2.2606 | -5.7018 | -4.0083
2 | 23500 | -0.90087 | 30.5309 | 0.21479 | -0.15467 | -48.3367 | 4.8219 | 15.1662 | 9.5018 | 1.6259 | 2.1329 | 6.1666 | 1.5957 | 0.97729 | 1.7478 | 3.8871 | 2.2062 | -5.591 | -4.1415
2 | 24000 | -0.89917 | 30.5659 | 0.23866 | -0.13571 | -48.3726 | 4.7603 | 15.2753 | 9.5063 | 1.6067 | 2.0639 | 6.2052 | 1.5939 | 1.038 | 1.6171 | 3.9014 | 2.1331 | -5.5376 | -4.1103
2 | 24500 | -0.87513 | 30.6743 | 0.26214 | -0.15334 | -48.3214 | 4.8079 | 15.2337 | 9.5767 | 1.5847 | 2.0498 | 6.1855 | 1.451 | 0.99812 | 1.5335 | 3.8479 | 2.1296 | -5.4066 | -4.1281
2 | 25000 | -0.86797 | 30.7536 | 0.23138 | -0.16312 | -48.4761 | 4.7491 | 15.3292 | 9.5648 | 1.6196 | 2.1321 | 6.2363 | 1.5521 | 0.98492 | 1.4826 | 3.953 | 2.1321 | -5.5313 | -4.232
2 | 25500 | -0.79968 | 30.8207 | 0.25892 | -0.18756 | -48.4933 | 4.6991 | 15.2648 | 9.5317 | 1.6686 | 2.1765 | 6.2091 | 1.57 | 1.0759 | 1.5189 | 3.8166 | 2.0978 | -5.484 | -4.2937
2 | 26000 | -0.70704 | 30.8835 | 0.18349 | -0.2022 | -48.4976 | 4.7204 | 15.1847 | 9.5246 | 1.8205 | 2.1642 | 6.1726 | 1.5789 | 1.0681 | 1.3634 | 3.7782 | 2.1949 | -5.4663 | -4.3138
2 | 26500 | -0.67087 | 30.81 | 0.14996 | -0.26366 | -48.5564 | 4.7474 | 15.175 | 9.609 | 1.7442 | 2.2645 | 6.1817 | 1.5298 | 1.1568 | 1.3334 | 3.7832 | 2.2178 | -5.5242 | -4.2372
2 | 27000 | -0.65249 | 30.7928 | 0.10316 | -0.32887 | -48.4577 | 4.7802 | 15.1845 | 9.5303 | 1.7722 | 2.2871 | 6.2337 | 1.4594 | 1.2276 | 1.3229 | 3.7755 | 2.3117 | -5.5569 | -4.3346
2 | 27500 | -0.55849 | 30.7543 | 0.072983 | -0.34801 | -48.491 | 4.8103 | 15.1846 | 9.5041 | 1.7524 | 2.282 | 6.2212 | 1.4237 | 1.3175 | 1.3504 | 3.7017 | 2.3398 | -5.5346 | -4.3323
2 | 28000 | -0.61148 | 30.7512 | 0.12879 | -0.31076 | -48.4257 | 4.8566 | 15.168 | 9.456 | 1.8039 | 2.2997 | 6.1479 | 1.4091 | 1.2889 | 1.3495 | 3.7079 | 2.2779 | -5.472 | -4.3752
2 | 28500 | -0.646 | 30.7323 | 0.13934 | -0.3051 | -48.2823 | 4.861 | 15.1022 | 9.4465 | 1.8025 | 2.3494 | 6.1872 | 1.3577 | 1.2838 | 1.4209 | 3.7015 | 2.2867 | -5.5962 | -4.3909
2 | 29000 | -0.5695 | 30.7319 | 0.066113 | -0.25456 | -48.2972 | 4.8615 | 15.0361 | 9.4694 | 1.8072 | 2.3127 | 6.1873 | 1.3668 | 1.2599 | 1.4615 | 3.7219 | 2.3571 | -5.6424 | -4.4253
2 | 29500 | -0.56675 | 30.7271 | 0.15942 | -0.24492 | -48.2287 | 4.8925 | 15.0229 | 9.461 | 1.739 | 2.2656 | 6.0521 | 1.4126 | 1.2756 | 1.4156 | 3.7096 | 2.3867 | -5.6493 | -4.3798
2 | 30000 | -0.51198 | 30.7176 | 0.13186 | -0.23055 | -48.287 | 4.9381 | 14.9993 | 9.4553 | 1.6565 | 2.2569 | 6.0648 | 1.4566 | 1.2224 | 1.3621 | 3.7261 | 2.4332 | -5.6469 | -4.294
2 | 30500 | -0.48901 | 30.6742 | 0.16756 | -0.15441 | -48.17 | 4.9471 | 15.0187 | 9.4804 | 1.6439 | 2.2163 | 6.0778 | 1.4614 | 1.161 | 1.3921 | 3.6325 | 2.3856 | -5.6373 | -4.3575
2 | 31000 | -0.49857 | 30.6958 | 0.19393 | -0.11377 | -48.2429 | 4.9545 | 15.1076 | 9.4235 | 1.501 | 2.2436 | 6.0647 | 1.5788 | 1.1242 | 1.4465 | 3.6756 | 2.3202 | -5.6425 | -4.3816
2 | 31500 | -0.40173 | 30.6732 | 0.19285 | -0.15393 | -48.1677 | 4.949 | 15.1141 | 9.4107 | 1.5415 | 2.1741 | 6.0206 | 1.6242 | 1.1539 | 1.3593 | 3.6466 | 2.2778 | -5.6018 | -4.3623
2 | 32000 | -0.45039 | 30.6409 | 0.21787 | -0.20677 | -48.1395 | 4.8913 | 15.0816 | 9.4691 | 1.5105 | 2.2038 | 6.1154 | 1.6353 | 1.1483 | 1.349 | 3.6476 | 2.1931 | -5.5768 | -4.2798
2 | 32500 | -0.36773 | 30.6005 | 0.21789 | -0.24346 | -48.0651 | 4.8721 | 15.0704 | 9.4078 | 1.5724 | 2.1991 | 6.0507 | 1.7178 | 1.1647 | 1.3764 | 3.5678 | 2.1458 | -5.5524 | -4.2843
2 | 33000 | -0.34236 | 30.5856 | 0.17063 | -0.29123 | -48.0445 | 4.8523 | 14.9769 | 9.431 | 1.5282 | 2.2054 | 6.0991 | 1.6704 | 1.1964 | 1.3593 | 3.5336 | 2.1355 | -5.482 | -4.1338
2 | 33500 | -0.38553 | 30.5147 | 0.12951 | -0.30618 | -47.9969 | 4.8679 | 14.9632 | 9.3484 | 1.5658 | 2.2215 | 6.1732 | 1.6893 | 1.2649 | 1.3216 | 3.6235 | 2.1448 | -5.5041 | -4.1851
2 | 34000 | -0.35992 | 30.5173 | 0.1301 | -0.29535 | -47.9971 | 4.8571 | 14.9562 | 9.3291 | 1.6049 | 2.175 | 6.1862 | 1.7095 | 1.2442 | 1.2766 | 3.6696 | 2.1048 | -5.509 | -4.1488
2 | 34500 | -0.38484 | 30.5227 | 0.092832 | -0.34717 | -47.9644 | 4.8961 | 14.9196 | 9.3793 | 1.6325 | 2.2494 | 6.1993 | 1.7396 | 1.2706 | 1.2998 | 3.5766 | 2.1459 | -5.5845 | -4.193
2 | 35000 | -0.40863 | 30.5025 | 0.15738 | -0.33494 | -47.9075 | 4.9351 | 14.8672 | 9.3457 | 1.6758 | 2.2964 | 6.1951 | 1.6882 | 1.3004 | 1.2423 | 3.5905 | 2.1246 | -5.6201 | -4.1997
2 | 35500 | -0.37019 | 30.5326 | 0.15601 | -0.36129 | -47.9916 | 4.9621 | 14.8995 | 9.333 | 1.6361 | 2.292 | 6.2594 | 1.6416 | 1.3402 | 1.2799 | 3.5999 | 2.0753 | -5.659 | -4.1752
2 | 36000 | -0.35824 | 30.5527 | 0.12052 | -0.36638 | -48.0299 | 4.9502 | 14.9622 | 9.3438 | 1.6204 | 2.257 | 6.294 | 1.5761 | 1.3113 | 1.1928 | 3.5882 | 2.115 | -5.5201 | -4.1593
2 | 36500 | -0.35198 | 30.5025 | 0.15039 | -0.31836 | -47.9783 | 4.9561 | 14.9798 | 9.2836 | 1.6332 | 2.2882 | 6.2914 | 1.4858 | 1.3001 | 1.1575 | 3.5856 | 2.1904 | -5.5395 | -4.166
2 | 37000 | -0.31374 | 30.4855 | 0.13201 | -0.37543 | -47.9734 | 4.9307 | 14.9804 | 9.2706 | 1.6411 | 2.3051 | 6.3308 | 1.5087 | 1.3359 | 1.1355 | 3.5657 | 2.1953 | -5.5307 | -4.1736
2 | 37500 | -0.3362 | 30.4862 | 0.073326 | -0.38864 | -47.9552 | 4.97 | 15.0036 | 9.2816 | 1.5906 | 2.3222 | 6.304 | 1.4591 | 1.3735 | 1.1717 | 3.5806 | 2.2125 | -5.5587 | -4.1399
2 | 38000 | -0.44804 | 30.525 | 0.047429 | -0.43571 | -47.9078 | 4.9597 | 14.9395 | 9.3216 | 1.5259 | 2.3283 | 6.3416 | 1.4491 | 1.3348 | 1.2016 | 3.631 | 2.1775 | -5.5142 | -4.0268
2 | 38500 | -0.44625 | 30.5809 | 0.087294 | -0.43414 | -48.0299 | 5.0307 | 14.9972 | 9.3567 | 1.5495 | 2.2589 | 6.3395 | 1.4572 | 1.2967 | 1.194 | 3.6612 | 2.2015 | -5.5203 | -4.1304
2 | 39000 | -0.43796 | 30.58 | 0.10381 | -0.41106 | -47.9879 | 4.9948 | 15.0076 | 9.3716 | 1.5316 | 2.2418 | 6.3525 | 1.4554 | 1.3054 | 1.2031 | 3.6979 | 2.1428 | -5.5353 | -4.1658
2 | 39500 | -0.43185 | 30.6545 | 0.11621 | -0.34453 | -48.0269 | 4.9793 | 15.0277 | 9.3269 | 1.5042 | 2.19 | 6.3435 | 1.5078 | 1.2907 | 1.2778 | 3.6865 | 2.1218 | -5.5726 | -4.2007
2 | 40000 | -0.41548 | 30.7088 | 0.15358 | -0.40179 | -48.0086 | 4.9869 | 15.02 | 9.3267 | 1.4809 | 2.188 | 6.333 | 1.4719 | 1.2757 | 1.2911 | 3.7038 | 2.0842 | -5.5595 | -4.1889
2 | 40500 | -0.38418 | 30.7073 | 0.14881 | -0.48611 | -48.0174 | 4.9265 | 15.0198 | 9.3415 | 1.5316 | 2.2085 | 6.318 | 1.5323 | 1.1958 | 1.3175 | 3.7404 | 2.0546 | -5.5006 | -4.2039
2 | 41000 | -0.36376 | 30.7004 | 0.13286 | -0.47008 | -48.0278 | 4.9581 | 14.9976 | 9.3139 | 1.5657 | 2.2118 | 6.3542 | 1.4911 | 1.2261 | 1.3434 | 3.7789 | 2.0437 | -5.551 | -4.2546
2 | 41500 | -0.40564 | 30.6279 | 0.13709 | -0.40276 | -47.9115 | 4.9355 | 14.9956 | 9.3294 | 1.5396 | 2.2228 | 6.3968 | 1.465 | 1.2103 | 1.2829 | 3.7536 | 2.0757 | -5.6137 | -4.188
2 | 42000 | -0.39387 | 30.5948 | 0.11228 | -0.3752 | -47.8983 | 5 | 15.0678 | 9.3348 | 1.4903 | 2.2378 | 6.404 | 1.4642 | 1.1652 | 1.2372 | 3.7709 | 2.0969 | -5.6634 | -4.195
2 | 42500 | -0.39386 | 30.6026 | 0.056732 | -0.3298 | -47.8246 | 4.9942 | 15.0386 | 9.3397 | 1.4923 | 2.2554 | 6.3612 | 1.4356 | 1.1687 | 1.2829 | 3.734 | 2.1081 | -5.6642 | -4.2072
2 | 43000 | -0.38941 | 30.6659 | 0.091711 | -0.3365 | -47.8935 | 5.0235 | 15.0485 | 9.3689 | 1.4658 | 2.279 | 6.3429 | 1.4808 | 1.1377 | 1.2783 | 3.7339 | 2.0911 | -5.6975 | -4.2405
2 | 43500 | -0.4334 | 30.6433 | 0.090105 | -0.31039 | -47.8832 | 5.0317 | 15.068 | 9.3554 | 1.4862 | 2.2436 | 6.2942 | 1.4453 | 1.2073 | 1.303 | 3.7407 | 2.1145 | -5.733 | -4.2132
2 | 44000 | -0.44028 | 30.6287 | 0.12688 | -0.32618 | -47.9287 | 5.0765 | 15.0619 | 9.3845 | 1.4858 | 2.2179 | 6.3328 | 1.377 | 1.243 | 1.2718 | 3.7092 | 2.1243 | -5.654 | -4.2406
2 | 44500 | -0.39894 | 30.5964 | 0.13797 | -0.31033 | -47.8746 | 5.0999 | 15.0152 | 9.3851 | 1.4377 | 2.1973 | 6.3219 | 1.3967 | 1.2262 | 1.2414 | 3.7111 | 2.1784 | -5.6893 | -4.2217
2 | 45000 | -0.40041 | 30.5899 | 0.11162 | -0.31899 | -47.869 | 5.0844 | 14.9996 | 9.4152 | 1.4418 | 2.2327 | 6.2845 | 1.4355 | 1.2462 | 1.2701 | 3.664 | 2.2301 | -5.6467 | -4.3202
2 | 45500 | -0.41315 | 30.5721 | 0.12928 | -0.26524 | -47.926 | 5.0922 | 15.0389 | 9.4035 | 1.4974 | 2.2044 | 6.2561 | 1.4532 | 1.2264 | 1.205 | 3.6966 | 2.3102 | -5.7229 | -4.3077
2 | 46000 | -0.40314 | 30.5737 | 0.14558 | -0.31092 | -48.0054 | 5.1257 | 15.0468 | 9.3729 | 1.5312 | 2.2041 | 6.2223 | 1.5377 | 1.2028 | 1.2293 | 3.7149 | 2.3353 | -5.7467 | -4.3258
2 | 46500 | -0.35397 | 30.509 | 0.18575 | -0.27661 | -47.9721 | 5.049 | 15.0079 | 9.3735 | 1.5302 | 2.246 | 6.2619 | 1.5729 | 1.1683 | 1.2493 | 3.6797 | 2.3694 | -5.7604 | -4.3892
2 | 47000 | -0.37683 | 30.5249 | 0.20529 | -0.21389 | -47.9489 | 5.0295 | 15.0032 | 9.3348 | 1.5406 | 2.2023 | 6.2469 | 1.5649 | 1.1734 | 1.2258 | 3.6844 | 2.3442 | -5.7506 | -4.3394
2 | 47500 | -0.36313 | 30.5147 | 0.22454 | -0.22469 | -47.9837 | 5.0108 | 14.991 | 9.3539 | 1.5012 | 2.2098 | 6.2255 | 1.6091 | 1.1337 | 1.2145 | 3.6812 | 2.3767 | -5.7263 | -4.2986
2 | 48000 | -0.32639 | 30.5697 | 0.21168 | -0.25121 | -48.0312 | 4.9937 | 15.0108 | 9.3025 | 1.4907 | 2.2323 | 6.2534 | 1.6252 | 1.1273 | 1.2445 | 3.6594 | 2.4134 | -5.7418 | -4.3335
2 | 48500 | -0.30666 | 30.5559 | 0.20667 | -0.27489 | -48.0834 | 5.0487 | 14.9992 | 9.2759 | 1.5183 | 2.2576 | 6.2457 | 1.5711 | 1.1508 | 1.2822 | 3.6699 | 2.4589 | -5.7829 | -4.3425
2 | 49000 | -0.32193 | 30.5776 | 0.18856 | -0.27161 | -48.1504 | 4.989 | 14.9869 | 9.3078 | 1.5908 | 2.2578 | 6.2751 | 1.5366 | 1.1801 | 1.3048 | 3.6081 | 2.4716 | -5.7405 | -4.3399
2 | 49500 | -0.32753 | 30.6389 | 0.18583 | -0.32034 | -48.1251 | 4.9808 | 14.9691 | 9.2784 | 1.6241 | 2.2157 | 6.3573 | 1.5829 | 1.1369 | 1.265 | 3.6437 | 2.4663 | -5.7604 | -4.3612
2 | 50000 | -0.35042 | 30.7031 | 0.14961 | -0.26253 | -48.1752 | 4.9313 | 15.0081 | 9.2717 | 1.581 | 2.2339 | 6.3536 | 1.6024 | 1.1252 | 1.278 | 3.6489 | 2.483 | -5.7792 | -4.3521
2 | 50500 | -0.39726 | 30.6958 | 0.15682 | -0.24725 | -48.2438 | 4.8933 | 14.9581 | 9.346 | 1.5329 | 2.2075 | 6.3864 | 1.6264 | 1.2109 | 1.2711 | 3.6759 | 2.469 | -5.7527 | -4.3387
2 | 51000 | -0.38303 | 30.6922 | 0.14517 | -0.27572 | -48.194 | 4.8392 | 14.9309 | 9.3662 | 1.5396 | 2.2347 | 6.4 | 1.6621 | 1.1709 | 1.3098 | 3.5868 | 2.48 | -5.6731 | -4.3813
2 | 51500 | -0.39995 | 30.731 | 0.13255 | -0.29018 | -48.2435 | 4.872 | 14.9388 | 9.3465 | 1.5357 | 2.248 | 6.426 | 1.6419 | 1.1905 | 1.3001 | 3.5874 | 2.4577 | -5.6824 | -4.3416
2 | 52000 | -0.39337 | 30.7078 | 0.10604 | -0.25951 | -48.2566 | 4.8956 | 14.9523 | 9.3417 | 1.5347 | 2.2558 | 6.3925 | 1.6291 | 1.1838 | 1.2952 | 3.5832 | 2.4665 | -5.6655 | -4.319
2 | 52500 | -0.43112 | 30.6555 | 0.09306 | -0.25026 | -48.2231 | 4.8568 | 14.9439 | 9.3945 | 1.5067 | 2.3072 | 6.4627 | 1.6482 | 1.1257 | 1.2841 | 3.616 | 2.4836 | -5.6931 | -4.3298
2 | 53000 | -0.37994 | 30.6737 | 0.081809 | -0.3045 | -48.2393 | 4.9248 | 14.943 | 9.3624 | 1.5382 | 2.36 | 6.4628 | 1.6166 | 1.13 | 1.3415 | 3.5996 | 2.4944 | -5.7279 | -4.4269
2 | 53500 | -0.3962 | 30.6968 | 0.13142 | -0.31171 | -48.2347 | 4.9168 | 14.9007 | 9.3628 | 1.5204 | 2.4441 | 6.4474 | 1.6303 | 1.1345 | 1.3305 | 3.6267 | 2.4587 | -5.7698 | -4.4382
2 | 54000 | -0.383 | 30.6502 | 0.13208 | -0.2719 | -48.2433 | 4.948 | 14.9036 | 9.3073 | 1.5476 | 2.4359 | 6.4317 | 1.6628 | 1.1519 | 1.3336 | 3.605 | 2.4746 | -5.7703 | -4.4653
2 | 54500 | -0.40314 | 30.6117 | 0.13491 | -0.25707 | -48.1768 | 4.9034 | 14.8726 | 9.307 | 1.5417 | 2.4349 | 6.421 | 1.6821 | 1.1301 | 1.3235 | 3.5669 | 2.5245 | -5.7328 | -4.4341
2 | 55000 | -0.32397 | 30.6199 | 0.09145 | -0.26545 | -48.1711 | 4.8483 | 14.8672 | 9.3459 | 1.491 | 2.3877 | 6.4181 | 1.6965 | 1.1164 | 1.2856 | 3.5861 | 2.5491 | -5.6571 | -4.4354
2 | 55500 | -0.29187 | 30.6519 | 0.041726 | -0.24926 | -48.169 | 4.8324 | 14.9006 | 9.3486 | 1.4558 | 2.3865 | 6.3945 | 1.6752 | 1.1505 | 1.2783 | 3.6538 | 2.5383 | -5.6723 | -4.4753
2 | 56000 | -0.32565 | 30.6678 | -0.015567 | -0.22112 | -48.1297 | 4.8366 | 14.909 | 9.2904 | 1.4539 | 2.4308 | 6.4214 | 1.6682 | 1.1887 | 1.2894 | 3.6184 | 2.537 | -5.6438 | -4.5253
2 | 56500 | -0.30711 | 30.6551 | -0.0029023 | -0.26933 | -48.0657 | 4.8513 | 14.8935 | 9.3178 | 1.4473 | 2.4185 | 6.4076 | 1.6372 | 1.1984 | 1.3385 | 3.5842 | 2.5315 | -5.6742 | -4.5112
2 | 57000 | -0.30459 | 30.6921 | 0.032997 | -0.26254 | -48.0865 | 4.8443 | 14.8776 | 9.2814 | 1.5037 | 2.4202 | 6.4042 | 1.6247 | 1.1642 | 1.3719 | 3.5762 | 2.5491 | -5.6843 | -4.5543
2 | 57500 | -0.30856 | 30.6947 | 0.060204 | -0.21721 | -48.0319 | 4.8402 | 14.8721 | 9.219 | 1.5095 | 2.4187 | 6.4105 | 1.6329 | 1.0975 | 1.3417 | 3.5685 | 2.5545 | -5.7038 | -4.5081
2 | 58000 | -0.28516 | 30.6742 | 0.081119 | -0.20711 | -47.9968 | 4.8269 | 14.8584 | 9.1972 | 1.5163 | 2.4374 | 6.4214 | 1.6348 | 1.0895 | 1.3569 | 3.5161 | 2.5491 | -5.6869 | -4.5329
2 | 58500 | -0.29617 | 30.7074 | 0.075083 | -0.19478 | -47.9103 | 4.8632 | 14.8582 | 9.1868 | 1.5142 | 2.4455 | 6.3521 | 1.56 | 1.1235 | 1.3612 | 3.5157 | 2.5798 | -5.6801 | -4.6109
2 | 59000 | -0.29124 | 30.6656 | 0.12351 | -0.20698 | -47.9022 | 4.8694 | 14.8764 | 9.1674 | 1.5082 | 2.4173 | 6.3237 | 1.5794 | 1.1536 | 1.3754 | 3.5473 | 2.5895 | -5.7307 | -4.6153
2 | 59500 | -0.30474 | 30.6934 | 0.12421 | -0.17217 | -47.9577 | 4.8717 | 14.8926 | 9.1784 | 1.481 | 2.4094 | 6.3311 | 1.6001 | 1.1131 | 1.3839 | 3.5718 | 2.5629 | -5.7224 | -4.6061
2 | 60000 | -0.28719 | 30.6634 | 0.13898 | -0.15417 | -47.9912 | 4.8453 | 14.8701 | 9.2269 | 1.4655 | 2.3905 | 6.3504 | 1.6348 | 1.1354 | 1.3664 | 3.574 | 2.564 | -5.7208 | -4.622
2 | 60500 | -0.26669 | 30.6408 | 0.12593 | -0.16671 | -47.9555 | 4.8402 | 14.8616 | 9.1969 | 1.5215 | 2.3525 | 6.3434 | 1.6128 | 1.1434 | 1.3409 | 3.609 | 2.5885 | -5.7698 | -4.5682
2 | 61000 | -0.25643 | 30.694 | 0.13827 | -0.16557 | -47.9772 | 4.8245 | 14.8881 | 9.1794 | 1.5503 | 2.3929 | 6.3633 | 1.583 | 1.1203 | 1.3758 | 3.6025 | 2.5507 | -5.8073 | -4.606
2 | 61500 | -0.23354 | 30.6431 | 0.12718 | -0.14023 | -47.9351 | 4.8164 | 14.8935 | 9.1556 | 1.5692 | 2.3887 | 6.34 | 1.581 | 1.0969 | 1.3642 | 3.5851 | 2.5511 | -5.7801 | -4.5726
2 | 62000 | -0.23531 | 30.6528 | 0.124 | -0.10687 | -47.9263 | 4.7913 | 14.9052 | 9.1843 | 1.5585 | 2.4295 | 6.3186 | 1.5444 | 1.1006 | 1.3662 | 3.5763 | 2.5401 | -5.8043 | -4.5686
2 | 62500 | -0.25745 | 30.6694 | 0.10097 | -0.12885 | -47.9132 | 4.8174 | 14.8897 | 9.2202 | 1.5737 | 2.4388 | 6.3091 | 1.5692 | 1.0867 | 1.3541 | 3.5595 | 2.5134 | -5.8065 | -4.5458
2 | 63000 | -0.20067 | 30.6458 | 0.12505 | -0.10847 | -47.9435 | 4.7989 | 14.9151 | 9.1903 | 1.5611 | 2.453 | 6.2742 | 1.581 | 1.06 | 1.3585 | 3.5361 | 2.5102 | -5.7664 | -4.5398
2 | 63500 | -0.20507 | 30.669 | 0.086912 | -0.074073 | -47.9798 | 4.7706 | 14.9156 | 9.1894 | 1.5457 | 2.4413 | 6.2708 | 1.5714 | 1.0948 | 1.3249 | 3.5435 | 2.4838 | -5.7095 | -4.4888
2 | 64000 | -0.22003 | 30.6626 | 0.047259 | -0.050438 | -47.8932 | 4.7274 | 14.9141 | 9.2055 | 1.5667 | 2.4293 | 6.247 | 1.5625 | 1.1026 | 1.3249 | 3.5953 | 2.4633 | -5.7141 | -4.5203
2 | 64500 | -0.22296 | 30.6859 | 0.066394 | -0.070844 | -47.9349 | 4.6749 | 14.9065 | 9.244 | 1.5594 | 2.4279 | 6.2524 | 1.5844 | 1.0872 | 1.3086 | 3.6092 | 2.4617 | -5.675 | -4.5146
2 | 65000 | -0.22663 | 30.7213 | 0.040522 | -0.081488 | -47.9413 | 4.7088 | 14.9123 | 9.2494 | 1.5275 | 2.4312 | 6.2725 | 1.5888 | 1.0631 | 1.2823 | 3.5745 | 2.4776 | -5.6402 | -4.5098
2 | 65500 | -0.24324 | 30.7152 | 0.038639 | -0.082858 | -47.952 | 4.7086 | 14.9229 | 9.258 | 1.5586 | 2.4653 | 6.2561 | 1.5565 | 1.0705 | 1.2746 | 3.6029 | 2.471 | -5.6303 | -4.54
2 | 66000 | -0.23643 | 30.6982 | 0.034264 | -0.079662 | -47.903 | 4.6863 | 14.8873 | 9.3026 | 1.5102 | 2.4803 | 6.2652 | 1.5179 | 1.0581 | 1.3155 | 3.591 | 2.5027 | -5.639 | -4.541
2 | 66500 | -0.22752 | 30.6986 | 0.066116 | -0.075923 | -47.9264 | 4.7073 | 14.8774 | 9.3349 | 1.4915 | 2.4964 | 6.2802 | 1.4983 | 1.0752 | 1.2649 | 3.5842 | 2.5443 | -5.6617 | -4.5775
2 | 67000 | -0.21306 | 30.6936 | 0.063505 | -0.052491 | -47.9088 | 4.7244 | 14.8429 | 9.3347 | 1.5336 | 2.4772 | 6.2598 | 1.4663 | 1.035 | 1.2778 | 3.6071 | 2.5372 | -5.619 | -4.6095
2 | 67500 | -0.24022 | 30.737 | 0.046475 | -0.021806 | -47.9241 | 4.7339 | 14.8693 | 9.3171 | 1.5304 | 2.4848 | 6.2688 | 1.4565 | 1.0362 | 1.2432 | 3.6145 | 2.5444 | -5.5779 | -4.668
2 | 68000 | -0.25634 | 30.7511 | 0.064975 | 0.0046646 | -47.9785 | 4.7476 | 14.8955 | 9.3188 | 1.5363 | 2.4679 | 6.3077 | 1.4484 | 1.0439 | 1.2201 | 3.6174 | 2.5403 | -5.5873 | -4.6922
2 | 68500 | -0.23837 | 30.7832 | 0.028623 | -0.0086676 | -47.9754 | 4.7285 | 14.9108 | 9.3287 | 1.5477 | 2.4152 | 6.2936 | 1.4524 | 1.0563 | 1.2041 | 3.6047 | 2.5675 | -5.5373 | -4.7114
2 | 69000 | -0.24241 | 30.818 | 0.02709 | 0.00099704 | -48.0258 | 4.7549 | 14.9135 | 9.3365 | 1.5314 | 2.3857 | 6.3054 | 1.474 | 1.0525 | 1.2072 | 3.608 | 2.5938 | -5.58 | -4.7105
2 | 69500 | -0.2356 | 30.7743 | 0.027555 | -0.0037029 | -48.0536 | 4.7806 | 14.9141 | 9.2898 | 1.56 | 2.3784 | 6.3548 | 1.4374 | 1.033 | 1.2132 | 3.5938 | 2.65 | -5.5814 | -4.6821
2 | 70000 | -0.21825 | 30.7584 | 0.029745 | 0.016952 | -48.0681 | 4.7571 | 14.9241 | 9.2592 | 1.594 | 2.3591 | 6.3397 | 1.4434 | 1.0246 | 1.1755 | 3.6248 | 2.6667 | -5.5883 | -4.6484
2 | 70500 | -0.21664 | 30.7588 | 0.035855 | -0.0030006 | -48.113 | 4.7682 | 14.9191 | 9.2575 | 1.6203 | 2.367 | 6.3232 | 1.463 | 1.0233 | 1.1956 | 3.6546 | 2.6766 | -5.5955 | -4.6846
2 | 71000 | -0.20221 | 30.7691 | 0.044566 | 0.0051927 | -48.1871 | 4.7752 | 14.9192 | 9.2591 | 1.6484 | 2.3561 | 6.3515 | 1.4411 | 1.0457 | 1.2108 | 3.6438 | 2.6573 | -5.652 | -4.6354
2 | 71500 | -0.21325 | 30.8073 | 0.037491 | -0.0042434 | -48.2299 | 4.7816 | 14.9073 | 9.2667 | 1.6763 | 2.378 | 6.3808 | 1.4435 | 1.0728 | 1.1841 | 3.6599 | 2.685 | -5.7126 | -4.6705
2 | 72000 | -0.20762 | 30.8151 | 0.027801 | -0.01169 | -48.2188 | 4.778 | 14.9138 | 9.2629 | 1.6881 | 2.3787 | 6.3712 | 1.3929 | 1.1072 | 1.2044 | 3.6807 | 2.6568 | -5.7083 | -4.6809
2 | 72500 | -0.23587 | 30.8085 | -0.014363 | -0.01735 | -48.2416 | 4.7705 | 14.9054 | 9.2619 | 1.6942 | 2.3852 | 6.3818 | 1.3939 | 1.1149 | 1.2477 | 3.6911 | 2.6803 | -5.6697 | -4.7061
2 | 73000 | -0.22295 | 30.7733 | -0.024159 | -0.016413 | -48.208 | 4.7701 | 14.8992 | 9.2218 | 1.6996 | 2.4217 | 6.3819 | 1.3532 | 1.0866 | 1.2601 | 3.6759 | 2.6626 | -5.6189 | -4.6652
2 | 73500 | -0.20081 | 30.8077 | -0.014913 | -0.020736 | -48.1937 | 4.7809 | 14.9009 | 9.1841 | 1.7117 | 2.4017 | 6.3962 | 1.3463 | 1.0574 | 1.2462 | 3.6548 | 2.6715 | -5.6138 | -4.6651
2 | 74000 | -0.19555 | 30.7805 | 0.0057366 | 0.015049 | -48.1761 | 4.748 | 14.9148 | 9.2118 | 1.6885 | 2.3933 | 6.3955 | 1.3467 | 1.0707 | 1.2274 | 3.6383 | 2.677 | -5.6431 | -4.6481
2 | 74500 | -0.21171 | 30.7859 | 0.023934 | -0.0027967 | -48.242 | 4.7679 | 14.9203 | 9.2117 | 1.6721 | 2.4168 | 6.3518 | 1.3666 | 1.0416 | 1.2281 | 3.6628 | 2.6776 | -5.6022 | -4.6182
2 | 75000 | -0.18796 | 30.7622 | 0.050103 | -0.0044993 | -48.2042 | 4.7418 | 14.8884 | 9.2097 | 1.6499 | 2.4447 | 6.3523 | 1.355 | 1.0455 | 1.2322 | 3.6435 | 2.6933 | -5.6339 | -4.5874
2 | 75500 | -0.21218 | 30.7512 | 0.064044 | -0.017321 | -48.2867 | 4.7754 | 14.8958 | 9.2201 | 1.6514 | 2.4528 | 6.3227 | 1.386 | 1.0315 | 1.2499 | 3.6667 | 2.703 | -5.638 | -4.566
2 | 76000 | -0.21042 | 30.7038 | 0.076566 | -0.037409 | -48.2578 | 4.7638 | 14.8704 | 9.2017 | 1.6404 | 2.4489 | 6.3638 | 1.3953 | 1.0295 | 1.2658 | 3.6604 | 2.7059 | -5.6398 | -4.5305
2 | 76500 | -0.19728 | 30.704 | 0.11582 | -0.022986 | -48.3117 | 4.7468 | 14.8598 | 9.2149 | 1.665 | 2.437 | 6.3607 | 1.4054 | 1.0206 | 1.2591 | 3.668 | 2.7051 | -5.6419 | -4.538
2 | 77000 | -0.20144 | 30.6924 | 0.14227 | -0.064225 | -48.2892 | 4.7344 | 14.8537 | 9.2056 | 1.6766 | 2.4478 | 6.3647 | 1.4072 | 1.0407 | 1.2507 | 3.7055 | 2.6919 | -5.6395 | -4.5686
2 | 77500 | -0.23324 | 30.7125 | 0.16428 | -0.10074 | -48.2862 | 4.7135 | 14.8303 | 9.2117 | 1.6717 | 2.4573 | 6.3376 | 1.3958 | 1.0588 | 1.2564 | 3.7102 | 2.7167 | -5.6102 | -4.5561
2 | 78000 | -0.20563 | 30.7063 | 0.18817 | -0.092078 | -48.2716 | 4.6672 | 14.8015 | 9.1902 | 1.6561 | 2.4537 | 6.3503 | 1.4215 | 1.0699 | 1.2587 | 3.7319 | 2.6587 | -5.5799 | -4.5546
2 | 78500 | -0.20002 | 30.7147 | 0.20788 | -0.096396 | -48.3016 | 4.6691 | 14.7894 | 9.1513 | 1.694 | 2.4699 | 6.3457 | 1.4299 | 1.0676 | 1.2828 | 3.746 | 2.6716 | -5.6042 | -4.5872
2 | 79000 | -0.18924 | 30.6881 | 0.16737 | -0.09662 | -48.2787 | 4.6517 | 14.8015 | 9.1576 | 1.6927 | 2.4739 | 6.3458 | 1.4759 | 1.0442 | 1.3089 | 3.743 | 2.6596 | -5.626 | -4.5692
2 | 79500 | -0.16476 | 30.701 | 0.17219 | -0.12985 | -48.3053 | 4.678 | 14.8054 | 9.1344 | 1.6917 | 2.4679 | 6.3381 | 1.501 | 1.0173 | 1.3069 | 3.7484 | 2.6929 | -5.6077 | -4.5972
2 | 80000 | -0.1567 | 30.6776 | 0.14888 | -0.13392 | -48.2822 | 4.6817 | 14.8 | 9.1146 | 1.6946 | 2.473 | 6.3351 | 1.5157 | 1.025 | 1.2966 | 3.7261 | 2.6639 | -5.5977 | -4.5319
2 | 80500 | -0.14848 | 30.6835 | 0.12631 | -0.15445 | -48.2765 | 4.6862 | 14.7818 | 9.1005 | 1.7122 | 2.4745 | 6.3542 | 1.5455 | 1.0223 | 1.2826 | 3.7084 | 2.6564 | -5.5881 | -4.5165
2 | 81000 | -0.16005 | 30.6891 | 0.11478 | -0.17407 | -48.2486 | 4.719 | 14.7878 | 9.1286 | 1.6889 | 2.4686 | 6.3505 | 1.5277 | 1.0036 | 1.284 | 3.737 | 2.628 | -5.5711 | -4.5233
2 | 81500 | -0.11538 | 30.6808 | 0.099636 | -0.22003 | -48.26 | 4.7372 | 14.7865 | 9.1282 | 1.6714 | 2.4561 | 6.342 | 1.534 | 0.99956 | 1.3095 | 3.7535 | 2.6191 | -5.5398 | -4.5319
2 | 82000 | -0.10793 | 30.7029 | 0.10134 | -0.228 | -48.2418 | 4.7213 | 14.7802 | 9.1373 | 1.6757 | 2.4496 | 6.3673 | 1.5274 | 1.0035 | 1.3212 | 3.7236 | 2.6111 | -5.5358 | -4.5586
2 | 82500 | -0.10893 | 30.7309 | 0.085509 | -0.23122 | -48.3251 | 4.7532 | 14.77 | 9.1423 | 1.6765 | 2.4699 | 6.4057 | 1.5659 | 0.97089 | 1.3084 | 3.7355 | 2.59 | -5.5534 | -4.5356
2 | 83000 | -0.11469 | 30.7371 | 0.0762 | -0.24458 | -48.334 | 4.7841 | 14.7866 | 9.1216 | 1.6631 | 2.4765 | 6.4045 | 1.5608 | 0.95022 | 1.3464 | 3.748 | 2.5916 | -5.5787 | -4.5242
2 | 83500 | -0.099374 | 30.7245 | 0.060666 | -0.23536 | -48.339 | 4.7329 | 14.7924 | 9.1444 | 1.6543 | 2.4726 | 6.4319 | 1.578 | 0.97031 | 1.345 | 3.7394 | 2.5933 | -5.5794 | -4.5364
2 | 84000 | -0.12058 | 30.7327 | 0.081274 | -0.24906 | -48.3608 | 4.7452 | 14.7902 | 9.1595 | 1.6251 | 2.492 | 6.4108 | 1.585 | 0.98343 | 1.3547 | 3.7544 | 2.6054 | -5.6046 | -4.5343
2 | 84500 | -0.11032 | 30.7602 | 0.06313 | -0.26136 | -48.3397 | 4.7617 | 14.7863 | 9.1678 | 1.651 | 2.4963 | 6.3926 | 1.588 | 0.96442 | 1.3147 | 3.7424 | 2.6074 | -5.596 | -4.5382
2 | 85000 | -0.14648 | 30.7392 | 0.084135 | -0.23781 | -48.3403 | 4.749 | 14.7661 | 9.1617 | 1.6552 | 2.52 | 6.379 | 1.5931 | 0.93531 | 1.3246 | 3.7408 | 2.6452 | -5.6144 | -4.504
2 | 85500 | -0.13762 | 30.7537 | 0.11279 | -0.24854 | -48.3735 | 4.7077 | 14.8 | 9.1627 | 1.6893 | 2.5038 | 6.3773 | 1.5753 | 0.96433 | 1.2853 | 3.7706 | 2.6278 | -5.6173 | -4.5032
2 | 86000 | -0.14482 | 30.7774 | 0.098633 | -0.27073 | -48.41 | 4.6994 | 14.8041 | 9.1881 | 1.6906 | 2.5141 | 6.3377 | 1.565 | 0.96376 | 1.3067 | 3.7974 | 2.6164 | -5.6282 | -4.4552
2 | 86500 | -0.16669 | 30.7614 | 0.092088 | -0.25579 | -48.4085 | 4.6846 | 14.7983 | 9.1928 | 1.6679 | 2.5417 | 6.3352 | 1.5514 | 0.96765 | 1.33 | 3.8102 | 2.6313 | -5.6251 | -4.458
2 | 87000 | -0.17008 | 30.7565 | 0.092666 | -0.26596 | -48.4022 | 4.679 | 14.7794 | 9.1817 | 1.6793 | 2.5736 | 6.3014 | 1.5687 | 0.99869 | 1.3199 | 3.8141 | 2.6446 | -5.6298 | -4.4711
2 | 87500 | -0.15634 | 30.772 | 0.097991 | -0.23413 | -48.4238 | 4.6998 | 14.784 | 9.1936 | 1.6518 | 2.5639 | 6.3001 | 1.5532 | 0.99268 | 1.3291 | 3.8221 | 2.6057 | -5.6043 | -4.4969
2 | 88000 | -0.14239 | 30.7716 | 0.093467 | -0.2234 | -48.4339 | 4.7303 | 14.7728 | 9.22 | 1.6144 | 2.5588 | 6.2791 | 1.552 | 1.0378 | 1.3107 | 3.825 | 2.6204 | -5.6203 | -4.5161
2 | 88500 | -0.14486 | 30.7844 | 0.081939 | -0.23152 | -48.4535 | 4.7115 | 14.7795 | 9.2281 | 1.6309 | 2.5473 | 6.2954 | 1.5361 | 1.0418 | 1.3228 | 3.8357 | 2.643 | -5.6495 | -4.5085
2 | 89000 | -0.11798 | 30.7875 | 0.068438 | -0.24726 | -48.5126 | 4.7075 | 14.7995 | 9.2249 | 1.6327 | 2.5798 | 6.3015 | 1.5455 | 1.0512 | 1.3011 | 3.8509 | 2.6418 | -5.6187 | -4.5455
2 | 89500 | -0.11299 | 30.8092 | 0.066519 | -0.25891 | -48.5272 | 4.7178 | 14.7963 | 9.2189 | 1.6506 | 2.5522 | 6.3209 | 1.551 | 1.0769 | 1.3103 | 3.8308 | 2.6353 | -5.6723 | -4.5149
2 | 90000 | -0.12676 | 30.81 | 0.057703 | -0.27023 | -48.5601 | 4.6958 | 14.8327 | 9.2254 | 1.6312 | 2.561 | 6.3476 | 1.578 | 1.0836 | 1.3123 | 3.8123 | 2.6411 | -5.6324 | -4.5488
2 | 90500 | -0.15406 | 30.7985 | 0.084947 | -0.25643 | -48.5672 | 4.6832 | 14.8133 | 9.2236 | 1.6289 | 2.5734 | 6.3428 | 1.5912 | 1.0872 | 1.314 | 3.8314 | 2.6567 | -5.638 | -4.5631
2 | 91000 | -0.14643 | 30.776 | 0.084306 | -0.27044 | -48.6165 | 4.6881 | 14.7779 | 9.2431 | 1.6648 | 2.5818 | 6.3582 | 1.5845 | 1.0838 | 1.3237 | 3.8321 | 2.685 | -5.6344 | -4.5652
2 | 91500 | -0.14917 | 30.7666 | 0.095062 | -0.30516 | -48.5927 | 4.665 | 14.7759 | 9.2169 | 1.6791 | 2.5603 | 6.376 | 1.5987 | 1.0798 | 1.3269 | 3.835 | 2.6869 | -5.635 | -4.5298
2 | 92000 | -0.15273 | 30.7384 | 0.074057 | -0.3254 | -48.5833 | 4.6877 | 14.7776 | 9.2298 | 1.6997 | 2.5563 | 6.3519 | 1.6065 | 1.0785 | 1.3222 | 3.8417 | 2.6803 | -5.6106 | -4.5223
2 | 92500 | -0.12963 | 30.763 | 0.064073 | -0.31429 | -48.588 | 4.6456 | 14.7897 | 9.2389 | 1.6939 | 2.5483 | 6.3593 | 1.5895 | 1.0895 | 1.3154 | 3.8434 | 2.6706 | -5.613 | -4.516
2 | 93000 | -0.11606 | 30.763 | 0.037948 | -0.31328 | -48.6097 | 4.6574 | 14.7921 | 9.2317 | 1.6648 | 2.5262 | 6.3637 | 1.5893 | 1.1015 | 1.3646 | 3.8228 | 2.7061 | -5.6277 | -4.5039
2 | 93500 | -0.07612 | 30.7315 | 0.052713 | -0.31494 | -48.5557 | 4.6209 | 14.766 | 9.2206 | 1.6537 | 2.5267 | 6.361 | 1.5903 | 1.1021 | 1.3534 | 3.8408 | 2.7107 | -5.6377 | -4.4955
2 | 94000 | -0.080907 | 30.7271 | 0.058196 | -0.31191 | -48.5439 | 4.6554 | 14.7311 | 9.2061 | 1.642 | 2.5215 | 6.3401 | 1.6064 | 1.088 | 1.3525 | 3.8459 | 2.7405 | -5.6321 | -4.4954
2 | 94500 | -0.084826 | 30.7428 | 0.041486 | -0.3158 | -48.5229 | 4.6726 | 14.7104 | 9.1965 | 1.6468 | 2.501 | 6.339 | 1.611 | 1.0846 | 1.3806 | 3.8525 | 2.7798 | -5.6674 | -4.5178
2 | 95000 | -0.068373 | 30.7063 | 0.062269 | -0.30454 | -48.5287 | 4.6589 | 14.7075 | 9.1842 | 1.6584 | 2.5031 | 6.3333 | 1.6159 | 1.0693 | 1.3676 | 3.8653 | 2.7718 | -5.6487 | -4.5032
2 | 95500 | -0.073015 | 30.7146 | 0.060958 | -0.29613 | -48.5342 | 4.6501 | 14.7014 | 9.1636 | 1.6733 | 2.5126 | 6.3238 | 1.6603 | 1.0492 | 1.3682 | 3.8635 | 2.7996 | -5.6725 | -4.5149
2 | 96000 | -0.07865 | 30.7353 | 0.061692 | -0.3023 | -48.5712 | 4.6498 | 14.7276 | 9.2018 | 1.6482 | 2.5032 | 6.3103 | 1.664 | 1.023 | 1.3704 | 3.8603 | 2.8018 | -5.6675 | -4.4873
2 | 96500 | -0.1084 | 30.727 | 0.059287 | -0.31301 | -48.5782 | 4.6605 | 14.714 | 9.2035 | 1.654 | 2.5016 | 6.3185 | 1.6569 | 1.0216 | 1.3829 | 3.8728 | 2.8068 | -5.6554 | -4.4739
2 | 97000 | -0.11408 | 30.7328 | 0.069103 | -0.28842 | -48.572 | 4.6782 | 14.7061 | 9.1964 | 1.6804 | 2.5009 | 6.2991 | 1.6463 | 1.0189 | 1.3667 | 3.8677 | 2.8159 | -5.6475 | -4.5062
2 | 97500 | -0.11326 | 30.7316 | 0.060626 | -0.2879 | -48.5398 | 4.6611 | 14.7016 | 9.1778 | 1.6956 | 2.5119 | 6.2935 | 1.6507 | 1.0073 | 1.3621 | 3.8544 | 2.828 | -5.6698 | -4.4749
2 | 98000 | -0.10325 | 30.6977 | 0.067036 | -0.29302 | -48.5414 | 4.6778 | 14.71 | 9.1842 | 1.6905 | 2.5001 | 6.3004 | 1.6304 | 1.012 | 1.3612 | 3.855 | 2.8251 | -5.6592 | -4.4643
2 | 98500 | -0.11095 | 30.6822 | 0.039149 | -0.25688 | -48.5496 | 4.706 | 14.7091 | 9.1774 | 1.6858 | 2.4635 | 6.3056 | 1.6567 | 1.0222 | 1.3717 | 3.8431 | 2.8483 | -5.6574 | -4.4855
2 | 99000 | -0.098296 | 30.6952 | 0.057485 | -0.26982 | -48.5589 | 4.7104 | 14.7242 | 9.1392 | 1.6754 | 2.481 | 6.2796 | 1.6617 | 1.0273 | 1.3543 | 3.8343 | 2.8451 | -5.6731 | -4.4346
2 | 99500 | -0.090638 | 30.6937 | 0.069341 | -0.2663 | -48.5333 | 4.6905 | 14.7266 | 9.1683 | 1.6402 | 2.4787 | 6.2739 | 1.6472 | 1.0304 | 1.3546 | 3.8279 | 2.8528 | -5.6832 | -4.4301
2 | 100000 | -0.10852 | 30.674 | 0.077659 | -0.25579 | -48.4952 | 4.6963 | 14.7238 | 9.1545 | 1.6468 | 2.4784 | 6.2417 | 1.658 | 1.0316 | 1.3602 | 3.845 | 2.849 | -5.7112 | -4.4161
3 | 100 | -3.6286 | 43.3955 | -13.5717 | 2.9457 | -58.2448 | 1.2238 | 39.4363 | 10.1821 | -0.7112 | -0.25421 | 2.6342 | 7.8275 | -8.7487 | 8.7142 | 9.5 | 8.5785 | 4.87 | 0.22412
3 | 500 | -2.2056 | 39.1405 | -1.9902 | -4.5404 | -46.0343 | 11.2203 | 27.9811 | 17.5068 | 1.3423 | -0.90422 | 7.0788 | 1.4093 | -2.0323 | 2.4224 | 6.1156 | 6.6072 | -5.3546 | -3.3901
3 | 1000 | 0.29845 | 40.0495 | 0.90683 | -2.2886 | -43.3236 | 5.5799 | 23.8503 | 16.4743 | 1.1937 | -2.4295 | 8.1452 | 0.38425 | 1.2546 | 1.3291 | 7.3975 | 6.3073 | -6.3605 | -4.3962
3 | 1500 | -0.30704 | 39.8824 | 1.387 | -1.6859 | -44.1341 | 5.4563 | 24.9837 | 14.4359 | 2.7836 | 0.35949 | 8.5691 | 0.079963 | 1.7674 | 0.94605 | 6.5654 | 5.9425 | -6.8836 | -5.7755
3 | 2000 | -2.206 | 39.883 | 0.47326 | -1.1772 | -45.6162 | 4.2491 | 24.8949 | 15.7549 | 2.9674 | 1.8676 | 8.8516 | 0.9693 | 2.4289 | 2.2739 | 7.0759 | 4.1626 | -7.0027 | -5.4775
3 | 2500 | -1.9259 | 39.8084 | 0.34844 | -0.93602 | -45.788 | 5.0998 | 25.228 | 14.5056 | 3.0171 | 2.3251 | 8.2696 | 1.5683 | 1.6351 | 2.3312 | 6.9877 | 3.5823 | -7.2316 | -4.4523
3 | 3000 | -1.7079 | 40.3444 | 0.73012 | -1.0112 | -45.5169 | 4.4934 | 25.2732 | 14.0382 | 2.7709 | 2.6156 | 8.0139 | 1.5595 | 1.4511 | 2.0129 | 6.8599 | 3.6864 | -6.0213 | -5.2193
3 | 3500 | -1.404 | 39.6857 | 1.0985 | -0.46486 | -44.589 | 4.7012 | 25.0376 | 13.8964 | 1.6922 | 2.8317 | 8.7747 | 1.5317 | 1.0716 | 2.1715 | 6.2373 | 2.5685 | -5.6832 | -4.7846
3 | 4000 | -1.1424 | 39.6505 | 0.30514 | -0.42524 | -44.9274 | 5.231 | 24.4722 | 14.0013 | 1.487 | 3.1569 | 9.0198 | 1.7602 | 1.5776 | 2.564 | 5.6661 | 2.935 | -5.781 | -5.178
3 | 4500 | -1.0723 | 39.7234 | -0.27523 | -0.36381 | -44.4756 | 4.9444 | 24.256 | 14.2947 | 1.4423 | 3.0029 | 9.1373 | 1.9182 | 1.6643 | 2.4537 | 5.8813 | 3.1084 | -6.6157 | -4.6516
3 | 5000 | -1.2267 | 39.7694 | -0.50121 | -0.46662 | -44.3731 | 5.0478 | 24.3478 | 13.9216 | 1.3196 | 3.058 | 8.7191 | 2.3472 | 1.6596 | 2.6339 | 5.9105 | 3.4636 | -6.6246 | -4.6331
3 | 5500 | -1.6357 | 39.9086 | -0.35627 | -1.0211 | -44.5651 | 5.6721 | 23.6824 | 14.0894 | 1.4744 | 3.0706 | 9.0967 | 2.6314 | 1.3639 | 3.1011 | 5.5653 | 3.8243 | -7.0155 | -4.5137
3 | 6000 | -1.5929 | 39.6022 | -0.43098 | -0.81909 | -44.2659 | 5.5766 | 23.9336 | 13.8968 | 1.8571 | 3.2561 | 9.2958 | 2.2868 | 1.1292 | 3.0867 | 5.7125 | 3.4199 | -7.1572 | -4.4145
3 | 6500 | -1.0721 | 39.9398 | -0.65163 | -1.169 | -44.2035 | 5.9432 | 24.2361 | 13.8413 | 1.7328 | 2.9796 | 9.1612 | 2.2772 | 1.1562 | 3.0041 | 5.7827 | 3.2683 | -7.0772 | -4.7763
3 | 7000 | -0.98005 | 39.671 | -0.2668 | -1.3423 | -43.2759 | 5.8338 | 23.9361 | 13.7278 | 1.6604 | 3.26 | 9.0938 | 2.7092 | 0.82773 | 2.7616 | 5.6293 | 3.254 | -7.1914 | -4.9355
3 | 7500 | -0.95775 | 39.9277 | -0.12851 | -0.97957 | -43.4458 | 6.1601 | 24.1428 | 13.627 | 1.6069 | 3.0252 | 8.88 | 2.9839 | 0.59705 | 2.7951 | 5.034 | 3.4959 | -7.2235 | -5.1678
3 | 8000 | -1.0195 | 39.9389 | -0.036282 | -1.1297 | -43.3182 | 6.3803 | 24.0706 | 13.1461 | 1.7121 | 3.1128 | 8.807 | 3.0224 | 0.38904 | 2.6462 | 4.8003 | 3.6098 | -6.8273 | -4.932
3 | 8500 | -0.77067 | 39.6805 | -0.069451 | -1.1111 | -43.394 | 6.6221 | 24.0362 | 13.2989 | 1.8568 | 3.1545 | 8.5817 | 2.8927 | 0.47781 | 2.6089 | 4.8027 | 3.4918 | -6.8113 | -4.9753
3 | 9000 | -0.77247 | 39.5823 | -0.080594 | -1.0975 | -43.1073 | 6.4451 | 24.1194 | 13.0133 | 1.9417 | 3.2427 | 8.6263 | 2.8441 | 0.37149 | 2.6432 | 4.8922 | 3.4046 | -6.6482 | -5.0476
3 | 9500 | -0.83308 | 39.5448 | -0.1579 | -0.98491 | -42.2147 | 6.4052 | 23.7471 | 12.8787 | 1.7298 | 3.1767 | 8.3809 | 2.6922 | 0.54719 | 2.683 | 4.9612 | 3.2642 | -6.8025 | -4.6451
3 | 10000 | -0.87637 | 39.3142 | 0.051493 | -1.0894 | -42.4349 | 6.4299 | 23.6368 | 13.0287 | 1.7838 | 3.3716 | 8.4108 | 2.3503 | 0.51299 | 2.5276 | 5.1863 | 3.2752 | -6.2859 | -4.8204
3 | 10500 | -0.93979 | 39.2912 | -0.013268 | -0.86808 | -42.796 | 6.19 | 23.7088 | 13.1779 | 1.6513 | 3.5012 | 8.3635 | 2.4231 | 0.88022 | 2.3745 | 5.1611 | 3.2815 | -6.1714 | -4.8429
3 | 11000 | -1.0128 | 39.094 | -0.064006 | -1.0196 | -42.7665 | 6.3127 | 23.7086 | 13.2691 | 1.598 | 3.646 | 8.2522 | 2.0792 | 1.0473 | 2.3957 | 5.1435 | 3.5121 | -5.8834 | -4.9393
3 | 11500 | -0.89258 | 38.9075 | -0.18765 | -0.881 | -42.3788 | 6.3645 | 23.4595 | 13.4852 | 1.4278 | 3.4066 | 8.2163 | 2.2892 | 1.0437 | 2.3636 | 5.2477 | 3.5364 | -6.0634 | -4.9717
3 | 12000 | -0.93117 | 38.7571 | -0.29192 | -0.94332 | -42.745 | 6.4229 | 23.5958 | 13.7361 | 1.454 | 3.1723 | 8.2719 | 2.2579 | 1.0548 | 2.3451 | 5.5505 | 3.5045 | -5.8383 | -5.0005
3 | 12500 | -0.88653 | 39.0149 | -0.41429 | -1.1492 | -42.9114 | 6.3927 | 23.6915 | 13.6138 | 1.5888 | 3.2689 | 8.4929 | 2.2723 | 0.95808 | 2.4752 | 5.3507 | 3.6025 | -5.9961 | -4.992
3 | 13000 | -0.94109 | 39.05 | -0.32307 | -1.1284 | -42.911 | 6.1844 | 23.8309 | 13.683 | 1.6496 | 3.3044 | 8.4828 | 2.2336 | 0.97494 | 2.3796 | 5.3724 | 3.6382 | -6.3064 | -4.8013
3 | 13500 | -0.87244 | 38.982 | -0.29991 | -1.154 | -43.0764 | 6.1699 | 24.0015 | 13.8806 | 1.7711 | 3.174 | 8.431 | 2.4693 | 0.94951 | 2.1109 | 5.3161 | 3.5321 | -6.1793 | -4.8331
3 | 14000 | -0.88069 | 38.9732 | -0.24182 | -1.1854 | -43.031 | 6.306 | 23.8773 | 14.1398 | 1.7511 | 3.129 | 8.3983 | 2.4886 | 0.97725 | 2.1148 | 5.2468 | 3.488 | -6.5172 | -4.6612
3 | 14500 | -0.9481 | 38.984 | -0.27925 | -1.244 | -43.1226 | 6.4805 | 23.9663 | 14.0833 | 1.834 | 3.1922 | 8.3636 | 2.5103 | 0.9735 | 2.0164 | 5.2839 | 3.5812 | -6.6682 | -4.6342
3 | 15000 | -0.80772 | 39.006 | -0.20445 | -1.2492 | -43.1559 | 6.6266 | 23.9399 | 13.9728 | 1.7196 | 3.1606 | 8.3885 | 2.5076 | 0.98215 | 1.9231 | 5.2087 | 3.4387 | -6.48 | -4.6043
3 | 15500 | -0.72868 | 39.1926 | -0.24429 | -1.3106 | -43.0612 | 6.5383 | 23.7707 | 13.9248 | 1.8171 | 3.1683 | 8.207 | 2.3866 | 1.159 | 1.9393 | 5.1922 | 3.1312 | -6.3666 | -4.343
3 | 16000 | -0.79341 | 39.2254 | -0.1017 | -1.2911 | -43.1072 | 6.4343 | 23.6151 | 14.124 | 1.8239 | 3.2859 | 8.1508 | 2.4198 | 1.201 | 1.9608 | 5.2334 | 3.1372 | -6.6742 | -4.2711
3 | 16500 | -0.82835 | 39.2241 | 0.033018 | -1.4214 | -42.9504 | 6.4389 | 23.7494 | 14.1123 | 1.8825 | 3.3866 | 8.0275 | 2.4375 | 1.1034 | 1.9207 | 5.2172 | 3.012 | -6.6316 | -4.3406
3 | 17000 | -0.92287 | 39.233 | -0.020195 | -1.5099 | -42.8627 | 6.3939 | 23.8983 | 14.1754 | 1.9389 | 3.319 | 8.0542 | 2.3086 | 1.1167 | 1.9181 | 5.2487 | 3.1559 | -6.7134 | -4.3589
3 | 17500 | -0.98515 | 39.4659 | 0.041538 | -1.4511 | -42.8719 | 6.2554 | 23.7193 | 14.139 | 1.9605 | 3.3815 | 8.0953 | 2.4128 | 0.98309 | 1.9113 | 5.2247 | 3.1607 | -6.7537 | -4.3164
3 | 18000 | -0.92524 | 39.5661 | 0.048268 | -1.5301 | -43.0729 | 6.2801 | 23.7611 | 14.0702 | 1.995 | 3.362 | 8.1266 | 2.4095 | 1.0446 | 1.985 | 5.1392 | 3.0389 | -6.5959 | -4.3299
3 | 18500 | -0.89869 | 39.3891 | -0.014168 | -1.4073 | -42.9995 | 6.3523 | 23.7419 | 14.1318 | 1.9737 | 3.2986 | 8.1517 | 2.3608 | 1.0917 | 2.0562 | 5.2603 | 3.0421 | -6.7968 | -4.3611
3 | 19000 | -0.75201 | 39.4009 | 0.027229 | -1.2939 | -42.8901 | 6.3466 | 23.8119 | 14.1342 | 1.9003 | 3.2599 | 7.9904 | 2.3561 | 1.1696 | 2.0482 | 5.1303 | 3.1141 | -6.8258 | -4.5552
3 | 19500 | -0.77083 | 39.4502 | -0.02073 | -1.3202 | -42.7296 | 6.3255 | 23.7594 | 13.9542 | 1.9779 | 3.2437 | 7.9739 | 2.3233 | 1.2152 | 2.1045 | 5.2171 | 3.0841 | -6.785 | -4.6301
3 | 20000 | -0.80457 | 39.518 | -0.046183 | -1.2439 | -42.8131 | 6.2815 | 23.9505 | 13.9466 | 2.0375 | 3.3689 | 8.0096 | 2.2804 | 1.1952 | 2.0661 | 5.3928 | 3.0528 | -7.0261 | -4.7932
3 | 20500 | -0.73379 | 39.5215 | 0.051452 | -1.2235 | -42.8353 | 6.3026 | 23.9184 | 13.9712 | 1.9553 | 3.175 | 8.0096 | 2.3013 | 1.0379 | 2.1227 | 5.3585 | 3.091 | -6.8939 | -4.7571
3 | 21000 | -0.69015 | 39.4411 | 0.12082 | -1.1824 | -42.8918 | 6.1468 | 23.9187 | 13.9939 | 2.0194 | 3.1785 | 7.93 | 2.3401 | 1.0978 | 2.117 | 5.2932 | 3.0725 | -6.7128 | -4.82
3 | 21500 | -0.74866 | 39.3398 | 0.09721 | -1.0491 | -42.6923 | 6.1459 | 23.742 | 14.0196 | 1.9679 | 3.1703 | 7.9204 | 2.3062 | 0.9843 | 2.1585 | 5.3382 | 3.1047 | -6.685 | -4.7471
3 | 22000 | -0.74332 | 39.2778 | 0.1769 | -1.0717 | -42.865 | 6.0943 | 23.7028 | 14.0526 | 2.1078 | 3.1749 | 7.8797 | 2.3103 | 1.025 | 2.1391 | 5.3422 | 3.2555 | -6.5842 | -4.9018
3 | 22500 | -0.76398 | 39.25 | 0.074321 | -1.1011 | -42.6142 | 6.0351 | 23.724 | 14.0556 | 2.0979 | 3.3146 | 7.849 | 2.3001 | 1.0731 | 2.0942 | 5.2368 | 3.2624 | -6.6241 | -4.8908
3 | 23000 | -0.87911 | 39.2432 | 0.24677 | -1.0981 | -42.5354 | 6.035 | 23.7111 | 14.0262 | 2.2091 | 3.1556 | 7.9172 | 2.3527 | 1.0852 | 2.088 | 5.0861 | 3.3092 | -6.7695 | -4.8106
3 | 23500 | -0.83545 | 39.1908 | 0.17221 | -1.0833 | -42.4082 | 6.0389 | 23.6447 | 14.0549 | 2.2052 | 3.1925 | 7.9187 | 2.2908 | 1.1591 | 2.072 | 5.1222 | 3.2246 | -6.6669 | -4.9199
3 | 24000 | -0.87917 | 39.2702 | 0.20822 | -1.0734 | -42.4791 | 6.0167 | 23.6926 | 14.0532 | 2.1869 | 3.1585 | 7.9485 | 2.3097 | 1.1979 | 2.0252 | 5.1288 | 3.156 | -6.6054 | -4.9425
3 | 24500 | -0.89531 | 39.3604 | 0.21091 | -1.0554 | -42.4101 | 6.0338 | 23.6576 | 14.0598 | 2.1438 | 3.2045 | 7.9247 | 2.2268 | 1.0927 | 1.9749 | 5.11 | 3.1883 | -6.4407 | -5.0139
3 | 25000 | -0.90215 | 39.4185 | 0.19624 | -1.029 | -42.5391 | 5.991 | 23.8149 | 13.9921 | 2.1908 | 3.2666 | 7.9154 | 2.305 | 1.0765 | 1.9599 | 5.14 | 3.2026 | -6.5377 | -5.089
3 | 25500 | -0.84378 | 39.4351 | 0.22679 | -1.0003 | -42.5069 | 5.9536 | 23.7773 | 13.9737 | 2.2196 | 3.2945 | 7.8761 | 2.2948 | 1.1526 | 1.9596 | 5.0409 | 3.1559 | -6.5107 | -5.126
3 | 26000 | -0.78377 | 39.4867 | 0.20195 | -1.0089 | -42.5053 | 5.9512 | 23.6237 | 13.9789 | 2.3713 | 3.3051 | 7.8782 | 2.2783 | 1.2181 | 1.8454 | 4.9579 | 3.2357 | -6.5729 | -5.0889
3 | 26500 | -0.77979 | 39.4018 | 0.14638 | -1.0535 | -42.5374 | 5.9801 | 23.6388 | 13.9945 | 2.3405 | 3.396 | 7.9009 | 2.2644 | 1.2884 | 1.7819 | 4.9833 | 3.2726 | -6.6594 | -4.9868
3 | 27000 | -0.7507 | 39.4305 | 0.13995 | -1.0641 | -42.4499 | 5.9612 | 23.6303 | 13.9364 | 2.3482 | 3.3968 | 7.9676 | 2.2573 | 1.3082 | 1.7708 | 4.9608 | 3.3354 | -6.6737 | -5.1323
3 | 27500 | -0.64537 | 39.4033 | 0.10489 | -1.074 | -42.5058 | 5.933 | 23.6909 | 13.8994 | 2.3356 | 3.429 | 7.9465 | 2.2207 | 1.3619 | 1.783 | 4.9158 | 3.3567 | -6.6986 | -5.0842
3 | 28000 | -0.66032 | 39.3912 | 0.21408 | -1.0607 | -42.4197 | 5.9746 | 23.6559 | 13.801 | 2.4205 | 3.4126 | 7.9031 | 2.1925 | 1.3496 | 1.7794 | 4.9284 | 3.283 | -6.7058 | -5.0866
3 | 28500 | -0.66464 | 39.3632 | 0.20383 | -1.0837 | -42.3019 | 5.9908 | 23.6263 | 13.8249 | 2.4149 | 3.4566 | 7.9394 | 2.1253 | 1.3444 | 1.882 | 4.8861 | 3.3092 | -6.903 | -5.041
3 | 29000 | -0.6087 | 39.4016 | 0.16986 | -1.0428 | -42.3425 | 6.0296 | 23.4924 | 13.9086 | 2.4419 | 3.4346 | 7.9766 | 2.1286 | 1.3248 | 1.8838 | 4.9251 | 3.3642 | -6.9555 | -5.1594
3 | 29500 | -0.59251 | 39.4544 | 0.21985 | -0.98383 | -42.2747 | 6.0395 | 23.4633 | 13.9175 | 2.3977 | 3.3697 | 7.8625 | 2.0968 | 1.3156 | 1.8039 | 4.8979 | 3.3998 | -6.9176 | -5.0971
3 | 30000 | -0.56141 | 39.423 | 0.20603 | -0.96122 | -42.329 | 6.0796 | 23.4575 | 13.9173 | 2.3516 | 3.3761 | 7.882 | 2.0838 | 1.239 | 1.8 | 4.9393 | 3.4306 | -6.9574 | -5.004
3 | 30500 | -0.53653 | 39.4468 | 0.22421 | -0.90704 | -42.2295 | 6.1229 | 23.4619 | 13.9163 | 2.3237 | 3.342 | 7.8818 | 2.0523 | 1.2179 | 1.8353 | 4.8654 | 3.3855 | -6.9392 | -5.091
3 | 31000 | -0.5714 | 39.479 | 0.2492 | -0.88622 | -42.2685 | 6.1401 | 23.5022 | 13.8491 | 2.22 | 3.3798 | 7.8758 | 2.1195 | 1.1774 | 1.8985 | 4.8331 | 3.3722 | -6.924 | -5.0732
3 | 31500 | -0.47453 | 39.5038 | 0.25585 | -0.93606 | -42.2221 | 6.155 | 23.4704 | 13.8458 | 2.2432 | 3.3083 | 7.8747 | 2.2031 | 1.2054 | 1.828 | 4.8168 | 3.3254 | -6.9196 | -5.1107
3 | 32000 | -0.48649 | 39.4374 | 0.28797 | -0.96476 | -42.2279 | 6.1152 | 23.474 | 13.9036 | 2.1396 | 3.3247 | 7.9573 | 2.2204 | 1.1951 | 1.8481 | 4.806 | 3.3031 | -6.8839 | -5.0767
3 | 32500 | -0.42793 | 39.3916 | 0.28953 | -1.0173 | -42.2019 | 6.1138 | 23.4694 | 13.8482 | 2.1891 | 3.3499 | 7.9268 | 2.2908 | 1.2502 | 1.8665 | 4.7335 | 3.2729 | -6.8816 | -5.0907
3 | 33000 | -0.40777 | 39.3366 | 0.23197 | -1.032 | -42.2122 | 6.1201 | 23.395 | 13.9268 | 2.1594 | 3.3851 | 7.943 | 2.2414 | 1.3122 | 1.8656 | 4.6498 | 3.2279 | -6.8027 | -4.9674
3 | 33500 | -0.4603 | 39.2602 | 0.21229 | -1.0506 | -42.1681 | 6.1219 | 23.4135 | 13.8366 | 2.2306 | 3.435 | 7.9976 | 2.3002 | 1.3859 | 1.8052 | 4.7094 | 3.2241 | -6.8408 | -5.0402
3 | 34000 | -0.40981 | 39.2312 | 0.2044 | -1.0202 | -42.1716 | 6.1241 | 23.3952 | 13.8282 | 2.2162 | 3.4108 | 8.0502 | 2.3164 | 1.353 | 1.7326 | 4.7623 | 3.2112 | -6.847 | -5.0146
3 | 34500 | -0.45948 | 39.2629 | 0.17774 | -1.0597 | -42.1259 | 6.1346 | 23.3249 | 13.8465 | 2.1891 | 3.4722 | 8.0293 | 2.3551 | 1.4016 | 1.7447 | 4.683 | 3.258 | -6.8955 | -4.9662
3 | 35000 | -0.47201 | 39.2619 | 0.24681 | -1.0358 | -42.0871 | 6.1821 | 23.2709 | 13.8174 | 2.1852 | 3.514 | 8.0036 | 2.2937 | 1.412 | 1.694 | 4.7137 | 3.238 | -6.9222 | -4.9434
3 | 35500 | -0.422 | 39.2666 | 0.25177 | -1.0796 | -42.1659 | 6.1891 | 23.2857 | 13.7953 | 2.1848 | 3.5151 | 8.0638 | 2.2582 | 1.4565 | 1.7037 | 4.7151 | 3.199 | -6.9185 | -4.9258
3 | 36000 | -0.42054 | 39.2831 | 0.23569 | -1.1038 | -42.1934 | 6.2103 | 23.3573 | 13.8715 | 2.1545 | 3.4669 | 8.0871 | 2.2001 | 1.465 | 1.6172 | 4.7293 | 3.2083 | -6.8147 | -4.9811
3 | 36500 | -0.42135 | 39.2657 | 0.24639 | -1.0738 | -42.1465 | 6.1888 | 23.4095 | 13.8222 | 2.1881 | 3.4895 | 8.104 | 2.1374 | 1.4281 | 1.5812 | 4.7213 | 3.284 | -6.8486 | -5.0034
3 | 37000 | -0.37619 | 39.2329 | 0.2228 | -1.1295 | -42.1648 | 6.1808 | 23.4034 | 13.8294 | 2.1757 | 3.5207 | 8.1584 | 2.1787 | 1.4799 | 1.5812 | 4.6764 | 3.3017 | -6.8694 | -5.0291
3 | 37500 | -0.40587 | 39.2402 | 0.17851 | -1.1208 | -42.1572 | 6.2046 | 23.3967 | 13.8238 | 2.1393 | 3.5687 | 8.1373 | 2.1429 | 1.5327 | 1.5802 | 4.6865 | 3.3349 | -6.8858 | -5.0239
3 | 38000 | -0.52934 | 39.275 | 0.15413 | -1.1595 | -42.0806 | 6.1946 | 23.344 | 13.9013 | 2.0604 | 3.5576 | 8.1541 | 2.1624 | 1.4913 | 1.5607 | 4.7166 | 3.3454 | -6.8409 | -4.9344
3 | 38500 | -0.53824 | 39.2972 | 0.18589 | -1.1562 | -42.1538 | 6.2666 | 23.3983 | 13.93 | 2.0986 | 3.4843 | 8.1614 | 2.1476 | 1.4415 | 1.5507 | 4.7432 | 3.3573 | -6.8248 | -5.0167
3 | 39000 | -0.55557 | 39.2869 | 0.18868 | -1.1577 | -42.101 | 6.2422 | 23.3961 | 13.9664 | 2.0601 | 3.4534 | 8.1862 | 2.158 | 1.4285 | 1.5725 | 4.7643 | 3.3477 | -6.8732 | -4.9907
3 | 39500 | -0.55362 | 39.3832 | 0.20008 | -1.1217 | -42.0848 | 6.2465 | 23.4119 | 13.9456 | 2.0567 | 3.3679 | 8.1653 | 2.2215 | 1.3732 | 1.6774 | 4.7581 | 3.2973 | -6.9058 | -5.0659
3 | 40000 | -0.51032 | 39.4479 | 0.22685 | -1.2032 | -42.094 | 6.2651 | 23.3915 | 13.9498 | 2.0426 | 3.3488 | 8.173 | 2.2012 | 1.3409 | 1.7016 | 4.7744 | 3.2599 | -6.867 | -5.0763
3 | 40500 | -0.48748 | 39.4577 | 0.23201 | -1.2742 | -42.111 | 6.2181 | 23.3923 | 13.9552 | 2.0792 | 3.3304 | 8.1467 | 2.2424 | 1.2931 | 1.6995 | 4.7984 | 3.2565 | -6.7792 | -5.0771
3 | 41000 | -0.44774 | 39.4449 | 0.21581 | -1.2568 | -42.1145 | 6.2399 | 23.3639 | 13.9158 | 2.1218 | 3.347 | 8.2011 | 2.2102 | 1.2999 | 1.7192 | 4.8185 | 3.2423 | -6.7903 | -5.1583
3 | 41500 | -0.47302 | 39.3845 | 0.20636 | -1.2088 | -42.0423 | 6.1678 | 23.3898 | 13.929 | 2.1122 | 3.3598 | 8.222 | 2.1987 | 1.2905 | 1.6666 | 4.8099 | 3.2592 | -6.8149 | -5.0845
3 | 42000 | -0.449 | 39.3688 | 0.18531 | -1.1858 | -42.0658 | 6.218 | 23.4743 | 13.9215 | 2.0565 | 3.3427 | 8.23 | 2.2033 | 1.2929 | 1.6414 | 4.7975 | 3.2705 | -6.8435 | -5.0859
3 | 42500 | -0.45733 | 39.3944 | 0.13403 | -1.1169 | -42.0209 | 6.2083 | 23.4099 | 13.9372 | 2.0479 | 3.3448 | 8.1935 | 2.1696 | 1.3018 | 1.6747 | 4.7657 | 3.2948 | -6.8205 | -5.088
3 | 43000 | -0.46054 | 39.4529 | 0.14821 | -1.1235 | -42.0391 | 6.2441 | 23.4007 | 13.9599 | 2.0233 | 3.3535 | 8.1667 | 2.2222 | 1.2557 | 1.6758 | 4.75 | 3.2717 | -6.8454 | -5.0834
3 | 43500 | -0.49264 | 39.4346 | 0.11995 | -1.0948 | -42.0069 | 6.2494 | 23.4312 | 13.9741 | 2.0185 | 3.2997 | 8.128 | 2.1799 | 1.3196 | 1.6857 | 4.7692 | 3.292 | -6.8839 | -5.0509
3 | 44000 | -0.52108 | 39.4212 | 0.13768 | -1.0931 | -42.0209 | 6.2865 | 23.4318 | 14.0237 | 1.9981 | 3.2807 | 8.1554 | 2.1394 | 1.322 | 1.6506 | 4.7591 | 3.3116 | -6.8003 | -5.1095
3 | 44500 | -0.46021 | 39.3796 | 0.15459 | -1.1124 | -41.9542 | 6.2881 | 23.3913 | 14.0275 | 1.9843 | 3.2799 | 8.154 | 2.17 | 1.302 | 1.6119 | 4.7364 | 3.3517 | -6.8319 | -5.0998
3 | 45000 | -0.46676 | 39.3766 | 0.10525 | -1.1363 | -41.954 | 6.2712 | 23.4024 | 14.0247 | 2.01 | 3.3051 | 8.1078 | 2.2187 | 1.3284 | 1.6609 | 4.6884 | 3.4069 | -6.7982 | -5.1785
3 | 45500 | -0.46718 | 39.3506 | 0.12239 | -1.0835 | -42.02 | 6.3291 | 23.4408 | 14.0444 | 2.0345 | 3.2756 | 8.0711 | 2.2606 | 1.3219 | 1.6104 | 4.7141 | 3.4568 | -6.9018 | -5.1871
3 | 46000 | -0.46176 | 39.3293 | 0.11999 | -1.0828 | -42.0641 | 6.345 | 23.4137 | 14.0296 | 2.0724 | 3.2475 | 8.0541 | 2.3276 | 1.3226 | 1.6225 | 4.7372 | 3.4972 | -6.9195 | -5.2179
3 | 46500 | -0.45171 | 39.28 | 0.16782 | -1.039 | -42.0548 | 6.3042 | 23.3974 | 14.0315 | 2.051 | 3.2815 | 8.1196 | 2.3538 | 1.3164 | 1.6485 | 4.6768 | 3.5343 | -6.9429 | -5.3017
3 | 47000 | -0.4647 | 39.3268 | 0.17333 | -0.99469 | -42.0331 | 6.3063 | 23.3944 | 13.991 | 2.0464 | 3.225 | 8.1055 | 2.3323 | 1.3254 | 1.6338 | 4.6682 | 3.5428 | -6.9534 | -5.2527
3 | 47500 | -0.44118 | 39.3557 | 0.19488 | -0.99757 | -42.039 | 6.2903 | 23.3876 | 13.9712 | 2.0294 | 3.241 | 8.0967 | 2.359 | 1.2797 | 1.6266 | 4.6711 | 3.5599 | -6.9403 | -5.2722
3 | 48000 | -0.44153 | 39.4062 | 0.19047 | -1.0192 | -42.0531 | 6.273 | 23.409 | 13.9292 | 1.9909 | 3.2429 | 8.1511 | 2.3724 | 1.2797 | 1.6276 | 4.6639 | 3.5889 | -6.9446 | -5.294
3 | 48500 | -0.44667 | 39.39 | 0.18123 | -1.0288 | -42.1014 | 6.3299 | 23.4005 | 13.9138 | 2.0134 | 3.2365 | 8.1596 | 2.3224 | 1.2857 | 1.6676 | 4.6917 | 3.6293 | -6.9762 | -5.2958
3 | 49000 | -0.4687 | 39.396 | 0.15459 | -1.0314 | -42.1382 | 6.2701 | 23.3933 | 13.9496 | 2.0743 | 3.2444 | 8.1966 | 2.278 | 1.2958 | 1.6608 | 4.6544 | 3.6531 | -6.9122 | -5.2975
3 | 49500 | -0.4516 | 39.4177 | 0.1539 | -1.0928 | -42.1015 | 6.2472 | 23.3965 | 13.9277 | 2.1125 | 3.1833 | 8.2615 | 2.321 | 1.2407 | 1.6693 | 4.6925 | 3.6663 | -6.9516 | -5.3199
3 | 50000 | -0.44986 | 39.4571 | 0.12718 | -1.0511 | -42.1641 | 6.1994 | 23.4213 | 13.9485 | 2.0734 | 3.2053 | 8.2454 | 2.3583 | 1.2506 | 1.6648 | 4.6891 | 3.6974 | -6.9782 | -5.3217
3 | 50500 | -0.5079 | 39.4463 | 0.11964 | -1.0497 | -42.2087 | 6.1632 | 23.3548 | 14.0061 | 2.0204 | 3.1758 | 8.2778 | 2.3509 | 1.3519 | 1.6426 | 4.7251 | 3.7284 | -6.9334 | -5.2905
3 | 51000 | -0.50676 | 39.4846 | 0.1251 | -1.0762 | -42.1696 | 6.1394 | 23.307 | 14.0239 | 2.028 | 3.1796 | 8.2883 | 2.3749 | 1.2997 | 1.6854 | 4.6374 | 3.7114 | -6.8695 | -5.29
3 | 51500 | -0.51059 | 39.4949 | 0.097936 | -1.0822 | -42.2025 | 6.1715 | 23.3256 | 14.0145 | 2.0209 | 3.1889 | 8.3093 | 2.3479 | 1.3179 | 1.6886 | 4.6393 | 3.6749 | -6.8711 | -5.2529
3 | 52000 | -0.49258 | 39.4501 | 0.068327 | -1.0676 | -42.211 | 6.1931 | 23.3629 | 14.0003 | 2.0161 | 3.1832 | 8.2913 | 2.3586 | 1.3192 | 1.6728 | 4.6361 | 3.6689 | -6.8611 | -5.2158
3 | 52500 | -0.50766 | 39.3816 | 0.037036 | -1.0535 | -42.207 | 6.1691 | 23.3497 | 14.0426 | 1.997 | 3.231 | 8.3663 | 2.3776 | 1.2686 | 1.6678 | 4.6765 | 3.6987 | -6.891 | -5.2317
3 | 53000 | -0.47729 | 39.4352 | 0.010995 | -1.0824 | -42.2032 | 6.2337 | 23.3274 | 14.0153 | 2.0127 | 3.2727 | 8.3552 | 2.345 | 1.2724 | 1.6985 | 4.6494 | 3.7231 | -6.9348 | -5.2811
3 | 53500 | -0.48503 | 39.4687 | 0.066068 | -1.0882 | -42.1679 | 6.2097 | 23.2701 | 13.9971 | 1.9961 | 3.3342 | 8.3605 | 2.3454 | 1.2634 | 1.6706 | 4.6668 | 3.7109 | -6.9652 | -5.2804
3 | 54000 | -0.46293 | 39.4376 | 0.08915 | -1.0316 | -42.1664 | 6.256 | 23.2653 | 13.9491 | 2.026 | 3.3124 | 8.3351 | 2.3634 | 1.2829 | 1.6443 | 4.6396 | 3.711 | -6.9673 | -5.3107
3 | 54500 | -0.47639 | 39.4259 | 0.10508 | -1.0268 | -42.1067 | 6.2165 | 23.2381 | 13.926 | 2.0072 | 3.3004 | 8.3432 | 2.3707 | 1.2605 | 1.652 | 4.6186 | 3.7467 | -6.9449 | -5.2831
3 | 55000 | -0.41717 | 39.4502 | 0.071164 | -1.0328 | -42.0976 | 6.1682 | 23.2244 | 13.9806 | 1.9803 | 3.226 | 8.3241 | 2.3648 | 1.2576 | 1.6345 | 4.64 | 3.7674 | -6.882 | -5.2869
3 | 55500 | -0.40223 | 39.4774 | 0.022685 | -1.0314 | -42.0988 | 6.172 | 23.2223 | 13.9815 | 1.9332 | 3.2092 | 8.3186 | 2.3695 | 1.2846 | 1.6355 | 4.6817 | 3.7585 | -6.8841 | -5.2774
3 | 56000 | -0.4186 | 39.484 | -0.01402 | -1.0143 | -42.0607 | 6.1728 | 23.2279 | 13.93 | 1.9369 | 3.2667 | 8.3254 | 2.376 | 1.3275 | 1.6262 | 4.6348 | 3.7642 | -6.8489 | -5.3431
3 | 56500 | -0.41899 | 39.4509 | 0.020012 | -1.0534 | -42.0304 | 6.1717 | 23.2032 | 13.9563 | 1.951 | 3.2636 | 8.3181 | 2.3518 | 1.3418 | 1.6814 | 4.6011 | 3.7559 | -6.8553 | -5.3361
3 | 57000 | -0.41808 | 39.4788 | 0.049464 | -1.0327 | -42.0374 | 6.1767 | 23.177 | 13.9233 | 2.0092 | 3.252 | 8.3069 | 2.3388 | 1.3267 | 1.669 | 4.6091 | 3.7847 | -6.8652 | -5.3756
3 | 57500 | -0.41328 | 39.4871 | 0.069892 | -0.98998 | -41.9823 | 6.1691 | 23.1441 | 13.9017 | 2.0046 | 3.2566 | 8.3024 | 2.3313 | 1.2701 | 1.6501 | 4.6307 | 3.7996 | -6.9088 | -5.3501
3 | 58000 | -0.38815 | 39.462 | 0.10606 | -0.97841 | -41.9605 | 6.144 | 23.1206 | 13.8876 | 2.0084 | 3.2929 | 8.3047 | 2.3352 | 1.2793 | 1.666 | 4.5754 | 3.7979 | -6.9041 | -5.3762
3 | 58500 | -0.39832 | 39.4898 | 0.12161 | -0.98674 | -41.8849 | 6.1802 | 23.0984 | 13.8508 | 1.9907 | 3.3007 | 8.2457 | 2.2959 | 1.3369 | 1.653 | 4.5691 | 3.8177 | -6.8896 | -5.4179
3 | 59000 | -0.41955 | 39.447 | 0.14568 | -0.99722 | -41.8977 | 6.1971 | 23.1319 | 13.8288 | 1.9658 | 3.2635 | 8.2297 | 2.3234 | 1.3711 | 1.6893 | 4.5874 | 3.8451 | -6.926 | -5.4122
3 | 59500 | -0.42486 | 39.4711 | 0.1345 | -0.95954 | -41.9128 | 6.1843 | 23.1261 | 13.843 | 1.9354 | 3.2582 | 8.247 | 2.3097 | 1.3201 | 1.6977 | 4.6044 | 3.8193 | -6.8904 | -5.3903
3 | 60000 | -0.4085 | 39.443 | 0.14379 | -0.94999 | -41.9537 | 6.1775 | 23.1327 | 13.9145 | 1.9274 | 3.2315 | 8.2497 | 2.3348 | 1.3248 | 1.668 | 4.61 | 3.822 | -6.898 | -5.3968
3 | 60500 | -0.40011 | 39.4184 | 0.15489 | -0.96916 | -41.9266 | 6.1844 | 23.1194 | 13.8818 | 1.9702 | 3.2172 | 8.2612 | 2.3176 | 1.3212 | 1.6374 | 4.6274 | 3.8303 | -6.9177 | -5.3548
3 | 61000 | -0.38872 | 39.4675 | 0.14396 | -0.96685 | -41.9238 | 6.1659 | 23.1428 | 13.8883 | 1.998 | 3.2269 | 8.2846 | 2.283 | 1.2933 | 1.6559 | 4.6283 | 3.8083 | -6.9477 | -5.3869
3 | 61500 | -0.37985 | 39.4171 | 0.13261 | -0.9384 | -41.898 | 6.1726 | 23.1351 | 13.8648 | 2.0266 | 3.2288 | 8.2737 | 2.2816 | 1.2665 | 1.6376 | 4.6068 | 3.8343 | -6.9172 | -5.3721
3 | 62000 | -0.38807 | 39.4246 | 0.12876 | -0.93308 | -41.9048 | 6.1365 | 23.1621 | 13.8862 | 2.0484 | 3.263 | 8.2495 | 2.2642 | 1.2496 | 1.6653 | 4.6163 | 3.8091 | -6.9252 | -5.3795
3 | 62500 | -0.40231 | 39.4441 | 0.087353 | -0.96096 | -41.9027 | 6.1612 | 23.1619 | 13.9063 | 2.0467 | 3.2775 | 8.2316 | 2.293 | 1.2443 | 1.6676 | 4.5947 | 3.7995 | -6.9086 | -5.3684
3 | 63000 | -0.3633 | 39.4207 | 0.11107 | -0.93091 | -41.933 | 6.1406 | 23.195 | 13.8659 | 2.0499 | 3.3066 | 8.2176 | 2.3101 | 1.2294 | 1.6741 | 4.5568 | 3.7865 | -6.8847 | -5.3797
3 | 63500 | -0.36218 | 39.4477 | 0.0831 | -0.91313 | -41.9495 | 6.1005 | 23.1947 | 13.8463 | 2.0373 | 3.2991 | 8.2254 | 2.3009 | 1.2656 | 1.6439 | 4.5808 | 3.7571 | -6.8351 | -5.3496
3 | 64000 | -0.36691 | 39.4477 | 0.053535 | -0.90466 | -41.8744 | 6.0697 | 23.1927 | 13.8567 | 2.0413 | 3.3006 | 8.2158 | 2.3138 | 1.2694 | 1.6434 | 4.6198 | 3.7423 | -6.8568 | -5.3912
3 | 64500 | -0.35792 | 39.4628 | 0.057704 | -0.91598 | -41.9117 | 6.0203 | 23.1821 | 13.8875 | 2.0399 | 3.3139 | 8.2125 | 2.3182 | 1.2689 | 1.653 | 4.6159 | 3.7474 | -6.84 | -5.3819
3 | 65000 | -0.34637 | 39.4754 | 0.035975 | -0.92283 | -41.9186 | 6.0445 | 23.2008 | 13.9023 | 2.0209 | 3.3195 | 8.2393 | 2.31 | 1.2464 | 1.6232 | 4.5716 | 3.7581 | -6.807 | -5.3804
3 | 65500 | -0.34547 | 39.4674 | 0.038673 | -0.90933 | -41.9142 | 6.0302 | 23.2011 | 13.897 | 2.0487 | 3.3362 | 8.2299 | 2.2837 | 1.2585 | 1.6148 | 4.5955 | 3.7373 | -6.8049 | -5.3924
3 | 66000 | -0.34242 | 39.4506 | 0.02869 | -0.90001 | -41.889 | 6.0255 | 23.1769 | 13.9186 | 2.0126 | 3.3469 | 8.2398 | 2.2792 | 1.2485 | 1.6414 | 4.5957 | 3.7527 | -6.8122 | -5.4008
3 | 66500 | -0.31886 | 39.4585 | 0.066553 | -0.89111 | -41.9191 | 6.0429 | 23.1497 | 13.9518 | 2.0005 | 3.333 | 8.2648 | 2.264 | 1.2753 | 1.6 | 4.5845 | 3.7808 | -6.8448 | -5.4258
3 | 67000 | -0.31016 | 39.4805 | 0.055851 | -0.86241 | -41.8887 | 6.061 | 23.1106 | 13.9408 | 2.0294 | 3.3152 | 8.2331 | 2.233 | 1.2603 | 1.6141 | 4.5937 | 3.7639 | -6.8157 | -5.4417
3 | 67500 | -0.32361 | 39.5234 | 0.048585 | -0.83843 | -41.891 | 6.0464 | 23.1287 | 13.9264 | 2.0492 | 3.3141 | 8.2297 | 2.223 | 1.2665 | 1.5748 | 4.5974 | 3.7596 | -6.7778 | -5.484
3 | 68000 | -0.32742 | 39.5227 | 0.058618 | -0.84246 | -41.95 | 6.0567 | 23.1486 | 13.9234 | 2.0684 | 3.3025 | 8.262 | 2.2066 | 1.2845 | 1.5612 | 4.6159 | 3.7598 | -6.7858 | -5.4923
3 | 68500 | -0.3134 | 39.5557 | 0.015156 | -0.84217 | -41.9278 | 6.0415 | 23.1445 | 13.9381 | 2.0835 | 3.2535 | 8.2549 | 2.2114 | 1.3043 | 1.5472 | 4.5954 | 3.7808 | -6.7601 | -5.5098
3 | 69000 | -0.30939 | 39.5675 | -0.007209 | -0.8361 | -41.9725 | 6.0586 | 23.1444 | 13.9307 | 2.0865 | 3.231 | 8.2676 | 2.2122 | 1.3147 | 1.5697 | 4.5922 | 3.8212 | -6.7775 | -5.5209
3 | 69500 | -0.30965 | 39.5208 | 0.0085583 | -0.84791 | -42.0043 | 6.0785 | 23.146 | 13.8987 | 2.1277 | 3.2025 | 8.3316 | 2.175 | 1.3018 | 1.5831 | 4.5781 | 3.8702 | -6.7822 | -5.5059
3 | 70000 | -0.28385 | 39.5234 | 0.0076481 | -0.84044 | -42.0155 | 6.0556 | 23.1762 | 13.8463 | 2.1613 | 3.1636 | 8.3267 | 2.1786 | 1.2903 | 1.5735 | 4.5965 | 3.8688 | -6.7861 | -5.4698
3 | 70500 | -0.27232 | 39.5374 | 0.018536 | -0.83755 | -42.0463 | 6.0653 | 23.1626 | 13.8299 | 2.177 | 3.1562 | 8.3003 | 2.1942 | 1.2928 | 1.6071 | 4.6041 | 3.8658 | -6.7983 | -5.4841
3 | 71000 | -0.26129 | 39.5368 | 0.028701 | -0.846 | -42.1034 | 6.0733 | 23.1657 | 13.8298 | 2.2032 | 3.1443 | 8.3452 | 2.1787 | 1.3094 | 1.6069 | 4.5962 | 3.8672 | -6.857 | -5.4449
3 | 71500 | -0.26152 | 39.5375 | 0.015397 | -0.84828 | -42.1497 | 6.0965 | 23.1626 | 13.849 | 2.2322 | 3.1539 | 8.3755 | 2.1847 | 1.3363 | 1.576 | 4.6329 | 3.8744 | -6.8984 | -5.4962
3 | 72000 | -0.252 | 39.5482 | -0.0057574 | -0.85339 | -42.1407 | 6.0943 | 23.1609 | 13.852 | 2.2235 | 3.1656 | 8.3737 | 2.1482 | 1.3631 | 1.5927 | 4.649 | 3.8581 | -6.8957 | -5.509
3 | 72500 | -0.27944 | 39.519 | -0.02011 | -0.87083 | -42.1583 | 6.0865 | 23.179 | 13.8465 | 2.2295 | 3.1708 | 8.3779 | 2.1452 | 1.3516 | 1.6394 | 4.6623 | 3.8858 | -6.8669 | -5.5252
3 | 73000 | -0.27818 | 39.4938 | -0.015969 | -0.8667 | -42.1387 | 6.1035 | 23.1768 | 13.8275 | 2.2131 | 3.2196 | 8.3829 | 2.1099 | 1.3269 | 1.6436 | 4.649 | 3.848 | -6.8413 | -5.4811
3 | 73500 | -0.26463 | 39.5253 | -0.015598 | -0.85535 | -42.1243 | 6.1134 | 23.1731 | 13.7949 | 2.2221 | 3.1975 | 8.3932 | 2.0942 | 1.31 | 1.628 | 4.6336 | 3.8625 | -6.8238 | -5.4914
3 | 74000 | -0.2624 | 39.5106 | 0.0013666 | -0.82217 | -42.1226 | 6.095 | 23.1837 | 13.8183 | 2.206 | 3.1882 | 8.3912 | 2.0772 | 1.3076 | 1.6137 | 4.6147 | 3.8785 | -6.8432 | -5.4632
3 | 74500 | -0.27345 | 39.5207 | 0.012029 | -0.84448 | -42.1696 | 6.1037 | 23.1788 | 13.8052 | 2.1993 | 3.2088 | 8.3532 | 2.0893 | 1.2949 | 1.6209 | 4.6424 | 3.8786 | -6.8125 | -5.4351
3 | 75000 | -0.2437 | 39.5104 | 0.011022 | -0.83956 | -42.1373 | 6.0863 | 23.1424 | 13.8107 | 2.1733 | 3.2296 | 8.3465 | 2.0774 | 1.318 | 1.6299 | 4.6331 | 3.9064 | -6.8554 | -5.4262
3 | 75500 | -0.25954 | 39.5047 | 0.0026175 | -0.84935 | -42.194 | 6.1212 | 23.141 | 13.8203 | 2.1864 | 3.2331 | 8.3233 | 2.1025 | 1.2947 | 1.627 | 4.6631 | 3.9309 | -6.8657 | -5.4096
3 | 76000 | -0.23795 | 39.4597 | 0.0030949 | -0.86335 | -42.1836 | 6.1193 | 23.1465 | 13.8111 | 2.1693 | 3.2112 | 8.356 | 2.1088 | 1.2984 | 1.6416 | 4.6475 | 3.9109 | -6.8254 | -5.4004
3 | 76500 | -0.22481 | 39.4653 | 0.045391 | -0.85284 | -42.2223 | 6.1114 | 23.1209 | 13.8382 | 2.1716 | 3.1839 | 8.3477 | 2.1176 | 1.2925 | 1.6311 | 4.6558 | 3.9147 | -6.8263 | -5.397
3 | 77000 | -0.23362 | 39.4623 | 0.059944 | -0.88743 | -42.2033 | 6.1077 | 23.1086 | 13.8345 | 2.1842 | 3.1919 | 8.3354 | 2.1108 | 1.3205 | 1.6131 | 4.6794 | 3.9192 | -6.8168 | -5.4135
3 | 77500 | -0.26463 | 39.4778 | 0.088201 | -0.91766 | -42.1783 | 6.0828 | 23.0714 | 13.8656 | 2.1833 | 3.2 | 8.3258 | 2.1052 | 1.3144 | 1.6154 | 4.6865 | 3.9214 | -6.7899 | -5.4146
3 | 78000 | -0.25399 | 39.4809 | 0.097016 | -0.89998 | -42.1654 | 6.0414 | 23.0485 | 13.8417 | 2.1601 | 3.1956 | 8.3303 | 2.1255 | 1.3223 | 1.6248 | 4.7095 | 3.8923 | -6.7311 | -5.4465
3 | 78500 | -0.25809 | 39.4853 | 0.10859 | -0.90087 | -42.1795 | 6.0568 | 23.0289 | 13.8102 | 2.1877 | 3.1978 | 8.3446 | 2.1455 | 1.3283 | 1.6392 | 4.7229 | 3.9114 | -6.7772 | -5.4789
3 | 79000 | -0.24882 | 39.4689 | 0.080274 | -0.89868 | -42.1526 | 6.024 | 23.0387 | 13.813 | 2.1899 | 3.2016 | 8.3502 | 2.1807 | 1.3215 | 1.65 | 4.7304 | 3.9017 | -6.8104 | -5.4677
3 | 79500 | -0.21099 | 39.4822 | 0.083136 | -0.91853 | -42.1717 | 6.0505 | 23.034 | 13.7878 | 2.188 | 3.1857 | 8.3445 | 2.2059 | 1.301 | 1.6601 | 4.7203 | 3.9226 | -6.7938 | -5.4979
3 | 80000 | -0.19711 | 39.4862 | 0.052782 | -0.91683 | -42.1643 | 6.0563 | 23.0299 | 13.7787 | 2.1859 | 3.1868 | 8.3463 | 2.2084 | 1.2991 | 1.6564 | 4.6942 | 3.9058 | -6.7955 | -5.4401
3 | 80500 | -0.19852 | 39.4776 | 0.041534 | -0.91217 | -42.1613 | 6.068 | 23.0052 | 13.7705 | 2.1944 | 3.1918 | 8.3602 | 2.2235 | 1.2822 | 1.6598 | 4.6808 | 3.9015 | -6.8131 | -5.3992
3 | 81000 | -0.20907 | 39.4876 | 0.030771 | -0.92776 | -42.138 | 6.0907 | 23.0046 | 13.7979 | 2.1912 | 3.1781 | 8.3527 | 2.2154 | 1.2702 | 1.659 | 4.6967 | 3.8863 | -6.7994 | -5.4143
3 | 81500 | -0.17258 | 39.4858 | 0.024787 | -0.97087 | -42.1468 | 6.0917 | 23.0145 | 13.7871 | 2.1739 | 3.1593 | 8.3427 | 2.2198 | 1.28 | 1.68 | 4.6895 | 3.8814 | -6.7493 | -5.4184
3 | 82000 | -0.16258 | 39.5097 | 0.021121 | -0.97034 | -42.1206 | 6.0685 | 22.9943 | 13.8023 | 2.171 | 3.1538 | 8.3583 | 2.2235 | 1.2809 | 1.6948 | 4.6609 | 3.8789 | -6.7544 | -5.4375
3 | 82500 | -0.15324 | 39.525 | 0.0034975 | -0.96926 | -42.1714 | 6.0885 | 22.9836 | 13.8093 | 2.1725 | 3.1882 | 8.3879 | 2.2621 | 1.2629 | 1.6745 | 4.6625 | 3.8662 | -6.7693 | -5.4506
3 | 83000 | -0.14708 | 39.5127 | -0.0011585 | -0.96669 | -42.1798 | 6.1084 | 22.9791 | 13.7927 | 2.1683 | 3.2094 | 8.3878 | 2.2625 | 1.2429 | 1.6922 | 4.6795 | 3.8627 | -6.7864 | -5.4444
3 | 83500 | -0.12283 | 39.5015 | 0.0043129 | -0.95065 | -42.1872 | 6.0579 | 23.0081 | 13.8218 | 2.16 | 3.2107 | 8.3998 | 2.268 | 1.2461 | 1.6996 | 4.6571 | 3.8462 | -6.786 | -5.4616
3 | 84000 | -0.14241 | 39.5051 | 0.03038 | -0.97066 | -42.2059 | 6.0637 | 23.0193 | 13.8272 | 2.1357 | 3.2325 | 8.3898 | 2.2777 | 1.2415 | 1.714 | 4.6637 | 3.8516 | -6.8115 | -5.4489
3 | 84500 | -0.12618 | 39.5397 | 0.013529 | -0.98419 | -42.1822 | 6.074 | 23.0024 | 13.8256 | 2.1547 | 3.2408 | 8.382 | 2.271 | 1.2281 | 1.6682 | 4.6478 | 3.85 | -6.7916 | -5.441
3 | 85000 | -0.14291 | 39.5316 | 0.030274 | -0.97247 | -42.1834 | 6.07 | 22.9774 | 13.8115 | 2.1528 | 3.2546 | 8.3684 | 2.274 | 1.2128 | 1.6784 | 4.646 | 3.8708 | -6.8046 | -5.4025
3 | 85500 | -0.13265 | 39.546 | 0.038824 | -0.97932 | -42.2134 | 6.0401 | 23.0011 | 13.7997 | 2.1827 | 3.2507 | 8.384 | 2.2639 | 1.2352 | 1.6614 | 4.6694 | 3.8508 | -6.8115 | -5.4143
3 | 86000 | -0.11468 | 39.572 | 0.019339 | -1.0015 | -42.2477 | 6.0393 | 23.0067 | 13.8105 | 2.1848 | 3.2671 | 8.3482 | 2.2409 | 1.2311 | 1.6783 | 4.6879 | 3.8403 | -6.8077 | -5.3821
3 | 86500 | -0.14093 | 39.5754 | 0.012622 | -0.98263 | -42.2461 | 6.0254 | 23.0007 | 13.8205 | 2.1538 | 3.2953 | 8.3498 | 2.2282 | 1.243 | 1.7039 | 4.6949 | 3.8438 | -6.81 | -5.3948
3 | 87000 | -0.14436 | 39.569 | 0.029611 | -0.9913 | -42.2404 | 6.0198 | 22.9743 | 13.807 | 2.162 | 3.314 | 8.3273 | 2.2545 | 1.274 | 1.6982 | 4.6918 | 3.8588 | -6.809 | -5.4224
3 | 87500 | -0.13267 | 39.6036 | 0.032125 | -0.96961 | -42.2449 | 6.0338 | 22.987 | 13.8051 | 2.1225 | 3.2997 | 8.3208 | 2.2438 | 1.2685 | 1.7103 | 4.6875 | 3.8209 | -6.7763 | -5.4392
3 | 88000 | -0.13026 | 39.5954 | 0.030193 | -0.96918 | -42.2514 | 6.0635 | 22.9785 | 13.8158 | 2.0959 | 3.2971 | 8.3106 | 2.2453 | 1.3102 | 1.7019 | 4.6894 | 3.8333 | -6.7891 | -5.4546
3 | 88500 | -0.12594 | 39.6157 | 0.0095604 | -0.96976 | -42.2687 | 6.0431 | 22.9684 | 13.8252 | 2.106 | 3.296 | 8.3138 | 2.2362 | 1.3172 | 1.7249 | 4.6999 | 3.8494 | -6.8123 | -5.456
3 | 89000 | -0.10184 | 39.6144 | 0.0050376 | -0.97503 | -42.322 | 6.0385 | 22.9841 | 13.8099 | 2.1001 | 3.3154 | 8.3131 | 2.2336 | 1.3343 | 1.6998 | 4.7313 | 3.863 | -6.7828 | -5.4882
3 | 89500 | -0.10928 | 39.6368 | 0.00077156 | -0.99187 | -42.3239 | 6.0284 | 22.985 | 13.8049 | 2.1218 | 3.2846 | 8.341 | 2.2339 | 1.3716 | 1.695 | 4.714 | 3.8538 | -6.8225 | -5.4513
3 | 90000 | -0.12475 | 39.6244 | -0.0083389 | -0.99991 | -42.3638 | 6.0227 | 23.0171 | 13.7938 | 2.1029 | 3.3062 | 8.3556 | 2.2718 | 1.3641 | 1.6887 | 4.6973 | 3.8781 | -6.7908 | -5.4625
3 | 90500 | -0.14557 | 39.6121 | 0.000951 | -0.98671 | -42.3702 | 6.011 | 23.0044 | 13.7995 | 2.1043 | 3.3301 | 8.3484 | 2.2978 | 1.3669 | 1.6902 | 4.7151 | 3.8742 | -6.8112 | -5.4684
3 | 91000 | -0.14695 | 39.5795 | -0.0035238 | -1.0025 | -42.4003 | 6.0096 | 22.9832 | 13.8235 | 2.1321 | 3.3347 | 8.356 | 2.3036 | 1.3606 | 1.6851 | 4.7173 | 3.9032 | -6.7888 | -5.4737
3 | 91500 | -0.15115 | 39.5966 | 0.0068703 | -1.0401 | -42.3722 | 5.9894 | 22.974 | 13.7911 | 2.1584 | 3.3209 | 8.3666 | 2.3122 | 1.3566 | 1.6909 | 4.7117 | 3.9002 | -6.7896 | -5.4496
3 | 92000 | -0.1504 | 39.5648 | -0.0048503 | -1.052 | -42.376 | 6.0015 | 22.9761 | 13.8082 | 2.1768 | 3.3216 | 8.3517 | 2.3091 | 1.3561 | 1.6854 | 4.7144 | 3.8984 | -6.7645 | -5.4438
3 | 92500 | -0.12065 | 39.5775 | -0.0080287 | -1.0527 | -42.3786 | 5.9625 | 22.9944 | 13.8165 | 2.1669 | 3.3282 | 8.3618 | 2.2896 | 1.3497 | 1.6723 | 4.7198 | 3.8841 | -6.7653 | -5.425
3 | 93000 | -0.10817 | 39.5654 | -0.035701 | -1.0486 | -42.3942 | 5.9634 | 22.9901 | 13.835 | 2.1357 | 3.319 | 8.3608 | 2.2883 | 1.3611 | 1.7135 | 4.709 | 3.9125 | -6.7841 | -5.4105
3 | 93500 | -0.067436 | 39.5335 | -0.022147 | -1.0472 | -42.3531 | 5.9277 | 22.9736 | 13.8315 | 2.1182 | 3.3253 | 8.3616 | 2.2834 | 1.3565 | 1.7017 | 4.7281 | 3.9216 | -6.7852 | -5.415
3 | 94000 | -0.074346 | 39.5275 | -0.010068 | -1.0486 | -42.337 | 5.9474 | 22.9415 | 13.8099 | 2.1176 | 3.3124 | 8.3357 | 2.3047 | 1.3601 | 1.7064 | 4.7307 | 3.9416 | -6.7956 | -5.397
3 | 94500 | -0.07735 | 39.5384 | -0.015001 | -1.0555 | -42.3209 | 5.9724 | 22.9113 | 13.808 | 2.1033 | 3.302 | 8.33 | 2.3092 | 1.3536 | 1.7422 | 4.7393 | 3.9711 | -6.8198 | -5.4196
3 | 95000 | -0.072455 | 39.5238 | 0.013165 | -1.0507 | -42.3207 | 5.9538 | 22.912 | 13.7915 | 2.1186 | 3.3067 | 8.3141 | 2.3113 | 1.3517 | 1.7402 | 4.7424 | 3.9672 | -6.8226 | -5.4071
3 | 95500 | -0.073611 | 39.547 | 0.011504 | -1.0397 | -42.3147 | 5.9542 | 22.9096 | 13.7587 | 2.1142 | 3.3061 | 8.3131 | 2.3509 | 1.3387 | 1.7282 | 4.7566 | 3.9733 | -6.8502 | -5.4115
3 | 96000 | -0.080258 | 39.5558 | 0.01337 | -1.0278 | -42.3523 | 5.9521 | 22.9349 | 13.8042 | 2.0905 | 3.2936 | 8.3033 | 2.3521 | 1.3228 | 1.7352 | 4.7608 | 3.971 | -6.8504 | -5.4061
3 | 96500 | -0.093716 | 39.5441 | 0.0052532 | -1.046 | -42.3567 | 5.9545 | 22.911 | 13.8239 | 2.09 | 3.2942 | 8.311 | 2.352 | 1.3312 | 1.7498 | 4.7708 | 3.9715 | -6.8535 | -5.3864
3 | 97000 | -0.11149 | 39.5465 | 0.010701 | -1.0348 | -42.3468 | 5.9699 | 22.9092 | 13.816 | 2.1238 | 3.2938 | 8.2941 | 2.3472 | 1.3427 | 1.7401 | 4.7704 | 3.9721 | -6.8385 | -5.4322
3 | 97500 | -0.11366 | 39.5378 | -0.0061841 | -1.0347 | -42.311 | 5.9758 | 22.8877 | 13.804 | 2.1351 | 3.3118 | 8.2803 | 2.3498 | 1.3422 | 1.7277 | 4.758 | 3.9835 | -6.854 | -5.4013
3 | 98000 | -0.10099 | 39.5118 | -0.0079009 | -1.0321 | -42.3185 | 5.9969 | 22.8964 | 13.8238 | 2.1188 | 3.2988 | 8.287 | 2.3315 | 1.3384 | 1.7195 | 4.7499 | 3.9853 | -6.8291 | -5.3968
3 | 98500 | -0.11341 | 39.4966 | -0.036349 | -1.0063 | -42.327 | 6.0294 | 22.9141 | 13.8221 | 2.1094 | 3.2684 | 8.2963 | 2.3632 | 1.337 | 1.7253 | 4.7333 | 3.9923 | -6.8339 | -5.3978
3 | 99000 | -0.11336 | 39.5011 | -0.01505 | -1.0233 | -42.334 | 6.0329 | 22.946 | 13.7931 | 2.1118 | 3.2885 | 8.2682 | 2.3595 | 1.3445 | 1.7041 | 4.7331 | 3.9859 | -6.86 | -5.3502
3 | 99500 | -0.11417 | 39.4963 | -0.0041399 | -1.0157 | -42.319 | 6.0068 | 22.9476 | 13.8248 | 2.0851 | 3.2835 | 8.2708 | 2.3521 | 1.3453 | 1.708 | 4.7225 | 3.995 | -6.8537 | -5.3582
3 | 100000 | -0.1382 | 39.4673 | -0.0012225 | -1.0051 | -42.2948 | 6.0227 | 22.9467 | 13.8123 | 2.1052 | 3.2736 | 8.2441 | 2.3673 | 1.3461 | 1.711 | 4.7327 | 4.004 | -6.8729 | -5.348
4 | 100 | -4.5765 | 23.0252 | 2.9407 | -46.4562 | -31.1076 | 10.6437 | 25.7397 | -2.0136 | 7.374 | 3.9931 | -4.7946 | 4.3548 | 0.19494 | 1.385 | 1.5747 | 4.4517 | 2.2528 | 1.0181
4 | 500 | -3.0999 | 24.0184 | 0.59381 | -36.6745 | -27.2011 | 4.2368 | 19.7417 | 5.1844 | 1.5379 | 0.26789 | 1.5143 | -1.5133 | -4.5105 | 2.2297 | 3.2764 | 6.0272 | 1.2707 | 3.1003
4 | 1000 | 2.1845 | 22.8731 | -1.7996 | -32.8018 | -26.8394 | 2.459 | 15.7199 | 7.1516 | 3.0724 | -0.8592 | 1.2767 | 0.10703 | -2.1976 | 1.6049 | 4.1984 | 4.6075 | -2.1943 | 1.4368
4 | 1500 | 2.5156 | 24.4708 | -0.98688 | -33.4204 | -27.5591 | 3.0258 | 15.418 | 8.2329 | 3.1359 | -1.4523 | 2.0804 | 1.5133 | -0.75362 | 2.3381 | 4.8672 | 2.3196 | -4.516 | -1.2293
4 | 2000 | 0.42885 | 25.1617 | -0.98188 | -33.6091 | -28.1155 | 1.9808 | 15.5781 | 8.5492 | 3.4269 | -0.45494 | 3.2793 | 0.96438 | -0.3132 | 3.0033 | 4.3837 | 1.4588 | -4.2602 | -0.48002
4 | 2500 | -0.1887 | 25.6507 | -1.1766 | -32.5882 | -26.8788 | 1.7981 | 15.3833 | 7.845 | 2.7814 | 0.83882 | 1.9841 | 1.1073 | -0.644 | 3.0908 | 4.1414 | 1.8167 | -4.2624 | -0.69898
4 | 3000 | -0.0088243 | 25.4908 | -0.19431 | -32.0631 | -26.6559 | 1.2649 | 14.8297 | 7.1456 | 2.4539 | 1.2207 | 2.3606 | 1.1732 | -0.11537 | 2.883 | 3.4776 | 2.0205 | -3.996 | -1.2869
4 | 3500 | -0.10819 | 24.4701 | -0.24173 | -30.9233 | -25.7866 | 1.7829 | 13.5063 | 7.3746 | 1.9085 | 1.7264 | 2.7773 | 1.4322 | -0.13541 | 2.6084 | 3.0466 | 1.4337 | -3.0865 | -1.7851
4 | 4000 | -0.34474 | 24.1497 | -0.84784 | -31.8661 | -25.7803 | 2.1136 | 13.8054 | 8.2534 | 1.6924 | 1.4538 | 2.7342 | 1.918 | 0.55296 | 2.6754 | 3.2246 | 0.91335 | -2.5697 | -2.0782
4 | 4500 | -0.18098 | 24.2068 | -0.6267 | -31.5415 | -25.2784 | 2.1134 | 13.7465 | 8.3432 | 1.5708 | 1.5894 | 2.7855 | 1.6167 | 0.50651 | 2.086 | 2.8987 | 1.0874 | -3.4724 | -1.451
4 | 5000 | -0.35637 | 24.3195 | -0.72401 | -31.4887 | -25.1179 | 2.4999 | 13.7268 | 7.586 | 1.0082 | 0.98306 | 3.4734 | 1.3983 | 0.37036 | 2.0086 | 2.6123 | 1.8599 | -3.2772 | -0.88203
4 | 5500 | -0.46142 | 24.0994 | -0.4763 | -32.0544 | -25.5938 | 2.8609 | 13.9848 | 7.7422 | 0.87914 | 0.85193 | 4.2597 | 1.1588 | 0.36784 | 1.8704 | 2.6368 | 2.0976 | -3.3815 | -0.84216
4 | 6000 | -0.63805 | 23.9276 | -0.33246 | -31.5171 | -25.3298 | 2.6646 | 13.8311 | 7.4971 | 0.9892 | 1.0942 | 4.3552 | 0.94059 | 0.32417 | 1.7647 | 2.5202 | 1.9836 | -3.3276 | -0.74729
4 | 6500 | -0.58962 | 24.1215 | -0.14314 | -31.1898 | -25.657 | 2.682 | 13.7744 | 7.2627 | 0.67749 | 0.89586 | 4.1997 | 0.62574 | 0.3125 | 1.6243 | 2.5579 | 2.1219 | -2.5409 | -0.73559
4 | 7000 | -0.51723 | 24.2174 | -0.45804 | -31.3541 | -25.004 | 2.6607 | 13.8019 | 6.9517 | 0.71125 | 1.439 | 4.3986 | 0.85456 | 0.53131 | 1.3668 | 2.5928 | 1.8957 | -2.6942 | -1.3942
4 | 7500 | -0.32681 | 24.366 | -0.021001 | -30.9528 | -24.6779 | 2.5314 | 13.8011 | 6.8654 | 0.6169 | 1.1701 | 4.4111 | 0.84954 | 0.6228 | 1.4352 | 2.2316 | 1.9805 | -3.1019 | -1.8011
4 | 8000 | -0.40055 | 24.0495 | 0.14324 | -30.6902 | -24.6298 | 2.5683 | 13.7203 | 6.6407 | 0.59818 | 1.123 | 4.5757 | 0.92468 | 0.3691 | 1.0257 | 2.0177 | 2.2629 | -2.8446 | -1.4538
4 | 8500 | -0.30183 | 23.9697 | -0.21895 | -30.4422 | -24.8797 | 2.6542 | 13.5936 | 6.6268 | 0.55077 | 1.2303 | 4.1763 | 1.0839 | 0.43018 | 1.1097 | 2.3114 | 2.1414 | -2.565 | -1.4705
4 | 9000 | -0.38766 | 23.7342 | -0.32655 | -30.0957 | -24.4359 | 2.7813 | 13.6107 | 6.7136 | 0.39315 | 1.2536 | 4.065 | 1.2274 | 0.46265 | 0.9926 | 2.4978 | 1.9767 | -2.7097 | -1.7532
4 | 9500 | -0.43708 | 23.4567 | -0.12483 | -29.6491 | -23.7294 | 2.6794 | 13.2388 | 6.461 | 0.46293 | 1.2734 | 3.9259 | 1.0065 | 0.28033 | 1.1603 | 2.5233 | 2.0077 | -2.879 | -1.6567
4 | 10000 | -0.65119 | 23.3211 | -0.044925 | -29.7245 | -23.8882 | 2.7789 | 13.2706 | 6.4601 | 0.47466 | 1.4191 | 4.2156 | 0.64167 | 0.37697 | 0.97849 | 2.7105 | 2.0592 | -2.5265 | -1.8716
4 | 10500 | -0.46832 | 23.5004 | 0.053316 | -29.9585 | -24.0613 | 2.68 | 13.3027 | 6.2625 | 0.47831 | 1.4671 | 4.1521 | 0.55078 | 0.41422 | 0.91838 | 2.6538 | 2.0461 | -2.3246 | -1.6671
4 | 11000 | -0.65726 | 23.4031 | 0.092929 | -29.9907 | -24.0679 | 2.7213 | 13.2226 | 6.3838 | 0.52895 | 1.528 | 4.1359 | 0.49794 | 0.48038 | 0.91027 | 2.5813 | 2.1166 | -2.1745 | -1.7126
4 | 11500 | -0.49898 | 23.3124 | -0.080826 | -29.5979 | -23.7577 | 2.6494 | 13.091 | 6.4339 | 0.52836 | 1.2829 | 3.9537 | 0.53533 | 0.54664 | 0.96086 | 2.4851 | 1.9855 | -2.276 | -1.5537
4 | 12000 | -0.47358 | 23.2262 | -0.22447 | -29.775 | -23.8198 | 2.6543 | 13.2001 | 6.4587 | 0.61161 | 1.3003 | 3.845 | 0.41648 | 0.68244 | 0.87688 | 2.6435 | 2.0709 | -2.0202 | -1.6733
4 | 12500 | -0.48388 | 23.461 | -0.29982 | -30.2508 | -24.273 | 2.8526 | 13.293 | 6.6197 | 0.78405 | 1.3198 | 4.0047 | 0.51184 | 0.75072 | 0.83884 | 2.5309 | 2.1459 | -2.1012 | -1.7044
4 | 13000 | -0.698 | 23.5988 | -0.10239 | -30.3471 | -24.2544 | 2.8463 | 13.5653 | 6.727 | 0.72215 | 1.2822 | 4.0065 | 0.61847 | 0.71817 | 0.72286 | 2.5212 | 2.1074 | -2.4543 | -1.5802
4 | 13500 | -0.6791 | 23.5694 | -0.115 | -30.2375 | -24.2547 | 2.954 | 13.5979 | 6.7357 | 0.76756 | 1.1873 | 4.0074 | 0.77487 | 0.75833 | 0.77377 | 2.3983 | 2.0812 | -2.6265 | -1.6931
4 | 14000 | -0.63344 | 23.5907 | -0.10439 | -30.2828 | -24.3756 | 3.1127 | 13.3476 | 6.8917 | 0.90201 | 1.2401 | 3.9911 | 0.76879 | 0.84069 | 0.7076 | 2.452 | 2.1449 | -2.7422 | -1.8516
4 | 14500 | -0.76546 | 23.5465 | -0.13664 | -30.4664 | -24.4783 | 3.2599 | 13.4032 | 7.0054 | 0.97597 | 1.32 | 4.1301 | 0.74357 | 0.91015 | 0.58004 | 2.4466 | 2.1793 | -2.7718 | -1.8821
4 | 15000 | -0.73131 | 23.6096 | 0.015905 | -30.4083 | -24.4973 | 3.3516 | 13.4003 | 6.983 | 0.78211 | 1.3757 | 4.2118 | 0.70413 | 0.8051 | 0.61019 | 2.3364 | 2.0224 | -2.6673 | -1.904
4 | 15500 | -0.92952 | 23.5858 | 0.055273 | -30.4935 | -24.5094 | 3.35 | 13.2742 | 7.0067 | 0.85564 | 1.4788 | 4.2462 | 0.7253 | 0.77233 | 0.7542 | 2.2904 | 2.0093 | -2.8928 | -1.579
4 | 16000 | -1.0693 | 23.575 | 0.20153 | -30.5508 | -24.4594 | 3.3436 | 13.2921 | 7.1942 | 0.86107 | 1.3574 | 4.0076 | 0.81868 | 0.69452 | 0.69031 | 2.3265 | 2.0335 | -2.9789 | -1.3376
4 | 16500 | -0.97982 | 23.5697 | 0.25846 | -30.4553 | -24.3419 | 3.3718 | 13.2821 | 7.2486 | 0.84847 | 1.3611 | 4.0009 | 0.75686 | 0.7151 | 0.61602 | 2.331 | 1.9491 | -3.1149 | -1.4174
4 | 17000 | -1.0361 | 23.4893 | 0.28231 | -30.3543 | -24.2894 | 3.3208 | 13.273 | 7.3302 | 0.79336 | 1.3528 | 4.0536 | 0.68059 | 0.6998 | 0.49323 | 2.4113 | 2.0647 | -3.0514 | -1.5138
4 | 17500 | -1.1103 | 23.4502 | 0.38953 | -30.3352 | -24.2828 | 3.5153 | 13.3178 | 7.2236 | 0.75506 | 1.3271 | 4.0343 | 0.77123 | 0.59199 | 0.34864 | 2.3358 | 2.0737 | -2.9249 | -1.4812
4 | 18000 | -1.139 | 23.4221 | 0.25639 | -30.3697 | -24.5423 | 3.5106 | 13.4517 | 7.2601 | 0.833 | 1.3093 | 4.0384 | 0.83456 | 0.59401 | 0.32509 | 2.2606 | 2.0913 | -2.7547 | -1.3815
4 | 18500 | -1.0654 | 23.3237 | 0.23925 | -30.3524 | -24.3455 | 3.5413 | 13.376 | 7.3212 | 0.81825 | 1.262 | 4.0729 | 0.83339 | 0.53431 | 0.33754 | 2.282 | 2.0632 | -2.8278 | -1.4137
4 | 19000 | -0.96662 | 23.4206 | 0.27178 | -30.2641 | -24.2176 | 3.6003 | 13.4326 | 7.3927 | 0.7409 | 1.2393 | 4.0668 | 0.74998 | 0.48094 | 0.2934 | 2.1925 | 1.9732 | -2.8152 | -1.5914
4 | 19500 | -1.0344 | 23.2855 | 0.30022 | -30.2368 | -24.0848 | 3.6173 | 13.4511 | 7.3744 | 0.7444 | 1.2092 | 4.0765 | 0.78222 | 0.48441 | 0.37794 | 2.1357 | 1.9509 | -2.726 | -1.7077
4 | 20000 | -1.0782 | 23.3213 | 0.31847 | -30.3234 | -24.1714 | 3.5218 | 13.5591 | 7.4356 | 0.81261 | 1.3069 | 4.1165 | 0.7468 | 0.42671 | 0.50408 | 2.1855 | 1.8648 | -2.8855 | -1.6618
4 | 20500 | -1.0071 | 23.351 | 0.45645 | -30.2745 | -24.2031 | 3.405 | 13.6293 | 7.4627 | 0.82287 | 1.182 | 4.0451 | 0.78182 | 0.33882 | 0.5737 | 2.0858 | 1.8975 | -2.7738 | -1.7736
4 | 21000 | -1.0207 | 23.2943 | 0.51505 | -30.3096 | -24.2163 | 3.3288 | 13.6455 | 7.4551 | 0.87248 | 1.1711 | 3.9698 | 0.88071 | 0.34167 | 0.60178 | 2.067 | 1.9151 | -2.7244 | -1.7874
4 | 21500 | -1.057 | 23.2517 | 0.42987 | -30.1697 | -23.9578 | 3.3984 | 13.5123 | 7.4186 | 0.67942 | 1.1282 | 4.0356 | 0.88053 | 0.2351 | 0.67693 | 2.0943 | 1.8735 | -2.7424 | -1.6877
4 | 22000 | -0.98355 | 23.3116 | 0.50103 | -30.353 | -24.0451 | 3.2767 | 13.5743 | 7.4633 | 0.70377 | 1.0966 | 4.0099 | 1.0188 | 0.24241 | 0.67289 | 2.0841 | 1.9599 | -2.7463 | -1.7874
4 | 22500 | -0.99965 | 23.2139 | 0.58108 | -30.3101 | -23.8361 | 3.2477 | 13.583 | 7.3668 | 0.77428 | 1.1523 | 4.0474 | 0.97215 | 0.20619 | 0.64629 | 1.9622 | 1.9918 | -2.7279 | -1.8712
4 | 23000 | -1.1087 | 23.2553 | 0.60277 | -30.2706 | -23.748 | 3.2496 | 13.5319 | 7.5013 | 0.87229 | 1.0853 | 4.0017 | 1.0328 | 0.21219 | 0.68617 | 1.9045 | 1.9398 | -2.8489 | -1.8994
4 | 23500 | -0.99153 | 23.1458 | 0.50749 | -30.2039 | -23.6045 | 3.1817 | 13.5197 | 7.5062 | 0.84903 | 1.1841 | 3.9704 | 0.93605 | 0.3192 | 0.7143 | 1.9421 | 1.9076 | -2.7806 | -2.1032
4 | 24000 | -0.99255 | 23.1652 | 0.58769 | -30.1996 | -23.6306 | 3.1373 | 13.5349 | 7.4687 | 0.8295 | 1.1271 | 3.9341 | 0.89287 | 0.34674 | 0.68896 | 1.9824 | 1.8579 | -2.718 | -2.0126
4 | 24500 | -0.9228 | 23.2669 | 0.64247 | -30.2429 | -23.6617 | 3.1317 | 13.4498 | 7.5367 | 0.81277 | 1.0368 | 3.9498 | 0.82799 | 0.43365 | 0.61476 | 1.8878 | 1.8584 | -2.6918 | -1.9304
4 | 25000 | -0.97361 | 23.3439 | 0.64301 | -30.2725 | -23.8043 | 3.0787 | 13.4646 | 7.5803 | 0.80586 | 1.159 | 3.9141 | 0.89168 | 0.3945 | 0.62682 | 2.0349 | 1.8443 | -2.8155 | -1.916
4 | 25500 | -0.96231 | 23.4063 | 0.66409 | -30.2988 | -23.8398 | 3.0644 | 13.3827 | 7.5248 | 0.92503 | 1.144 | 3.8894 | 0.91963 | 0.45553 | 0.61889 | 1.9762 | 1.8123 | -2.664 | -2.0185
4 | 26000 | -0.91658 | 23.4182 | 0.62102 | -30.3571 | -23.8682 | 3.1059 | 13.3736 | 7.5265 | 1.0026 | 1.1185 | 3.835 | 0.87426 | 0.47229 | 0.52456 | 1.9703 | 1.9177 | -2.5529 | -2.0658
4 | 26500 | -0.83619 | 23.3673 | 0.59374 | -30.408 | -23.958 | 3.1436 | 13.3727 | 7.6188 | 0.97082 | 1.1893 | 3.8916 | 0.81542 | 0.45031 | 0.52416 | 2.0392 | 1.8674 | -2.5691 | -2.0732
4 | 27000 | -0.89241 | 23.3894 | 0.59614 | -30.3433 | -23.9449 | 3.2085 | 13.3265 | 7.5673 | 0.96175 | 1.2012 | 3.938 | 0.67723 | 0.50875 | 0.48725 | 2.0865 | 1.9692 | -2.5549 | -2.1823
4 | 27500 | -0.85484 | 23.3201 | 0.60169 | -30.3859 | -23.9699 | 3.1978 | 13.3041 | 7.4717 | 0.94311 | 1.1955 | 3.978 | 0.64939 | 0.61239 | 0.49821 | 2.0715 | 2.022 | -2.509 | -2.1458
4 | 28000 | -0.93401 | 23.2506 | 0.60743 | -30.3388 | -23.9126 | 3.2184 | 13.2731 | 7.468 | 0.9919 | 1.2872 | 3.9774 | 0.62426 | 0.62131 | 0.47139 | 2.0749 | 1.9965 | -2.4508 | -2.2262
4 | 28500 | -0.9439 | 23.2662 | 0.62165 | -30.3683 | -23.8125 | 3.2527 | 13.1861 | 7.4377 | 1.0796 | 1.2814 | 3.9908 | 0.61712 | 0.63382 | 0.49851 | 2.1257 | 1.9399 | -2.4117 | -2.3946
4 | 29000 | -0.89176 | 23.2675 | 0.53279 | -30.4086 | -23.7316 | 3.2409 | 13.2209 | 7.4427 | 1.0577 | 1.2407 | 3.9581 | 0.51818 | 0.63625 | 0.58818 | 2.1195 | 1.9962 | -2.384 | -2.4034
4 | 29500 | -0.87626 | 23.2196 | 0.62469 | -30.2991 | -23.7438 | 3.1931 | 13.1827 | 7.4129 | 0.97061 | 1.2787 | 3.8923 | 0.5646 | 0.68216 | 0.55428 | 2.1559 | 1.9967 | -2.4218 | -2.3873
4 | 30000 | -0.81202 | 23.2275 | 0.56778 | -30.228 | -23.7703 | 3.2008 | 13.1477 | 7.4216 | 0.90906 | 1.2802 | 3.9197 | 0.55206 | 0.68795 | 0.4833 | 2.1598 | 2.0086 | -2.4008 | -2.3549
4 | 30500 | -0.7718 | 23.1409 | 0.5808 | -30.1673 | -23.6704 | 3.1798 | 13.1347 | 7.4135 | 0.9376 | 1.2827 | 3.9504 | 0.5882 | 0.59528 | 0.51838 | 2.0793 | 1.9775 | -2.4416 | -2.3281
4 | 31000 | -0.70911 | 23.1533 | 0.63573 | -30.2381 | -23.6904 | 3.1684 | 13.2027 | 7.3806 | 0.86483 | 1.311 | 3.9671 | 0.63403 | 0.6121 | 0.49861 | 2.151 | 1.8802 | -2.3803 | -2.4416
4 | 31500 | -0.65678 | 23.1596 | 0.6073 | -30.2435 | -23.6569 | 3.19 | 13.2189 | 7.3395 | 0.93847 | 1.2427 | 3.9253 | 0.65685 | 0.61261 | 0.46228 | 2.1433 | 1.828 | -2.4183 | -2.3492
4 | 32000 | -0.67632 | 23.1262 | 0.61411 | -30.2006 | -23.667 | 3.1282 | 13.1708 | 7.3634 | 0.99168 | 1.2407 | 3.945 | 0.64523 | 0.61787 | 0.4371 | 2.1736 | 1.7536 | -2.4503 | -2.2133
4 | 32500 | -0.61879 | 23.1007 | 0.639 | -30.2597 | -23.5885 | 3.0825 | 13.1897 | 7.3506 | 1.0233 | 1.2279 | 3.9206 | 0.77001 | 0.57922 | 0.41969 | 2.1627 | 1.7441 | -2.5251 | -2.2179
4 | 33000 | -0.58406 | 23.1125 | 0.57931 | -30.3804 | -23.6067 | 3.0145 | 13.1482 | 7.3584 | 1.0239 | 1.2175 | 3.9451 | 0.77078 | 0.64473 | 0.43425 | 2.1483 | 1.7678 | -2.4904 | -2.1037
4 | 33500 | -0.58678 | 23.102 | 0.553 | -30.3162 | -23.6108 | 2.9713 | 13.1018 | 7.2963 | 1.061 | 1.1941 | 4.0098 | 0.73107 | 0.6768 | 0.42456 | 2.1906 | 1.7949 | -2.492 | -2.1015
4 | 34000 | -0.55512 | 23.1616 | 0.48702 | -30.4811 | -23.5479 | 2.9336 | 13.1188 | 7.3388 | 1.1261 | 1.1867 | 4.0186 | 0.76919 | 0.70945 | 0.42236 | 2.2375 | 1.785 | -2.6557 | -2.055
4 | 34500 | -0.51819 | 23.1264 | 0.43848 | -30.6151 | -23.5574 | 3.0092 | 13.1633 | 7.4022 | 1.1564 | 1.2515 | 4.0483 | 0.7978 | 0.69623 | 0.46246 | 2.1834 | 1.7787 | -2.7147 | -2.1087
4 | 35000 | -0.5072 | 23.0699 | 0.47124 | -30.6063 | -23.5119 | 3.045 | 13.1754 | 7.3154 | 1.179 | 1.2823 | 4.0569 | 0.79654 | 0.72161 | 0.43875 | 2.1947 | 1.7527 | -2.7548 | -2.1193
4 | 35500 | -0.46555 | 23.0766 | 0.43271 | -30.6498 | -23.5852 | 3.0814 | 13.246 | 7.3224 | 1.0855 | 1.2849 | 4.0732 | 0.77579 | 0.76448 | 0.47213 | 2.2003 | 1.7592 | -2.7326 | -2.1416
4 | 36000 | -0.45518 | 23.0484 | 0.37338 | -30.6668 | -23.5819 | 3.0992 | 13.2999 | 7.3033 | 1.1112 | 1.2672 | 4.1251 | 0.7333 | 0.73933 | 0.43983 | 2.1813 | 1.8003 | -2.6812 | -2.1367
4 | 36500 | -0.39956 | 23.0161 | 0.34137 | -30.5769 | -23.5134 | 3.0924 | 13.3233 | 7.2732 | 1.1148 | 1.28 | 4.1228 | 0.65733 | 0.71558 | 0.36567 | 2.1861 | 1.7556 | -2.6503 | -2.1039
4 | 37000 | -0.41032 | 22.9943 | 0.36289 | -30.5899 | -23.521 | 3.0885 | 13.2958 | 7.2846 | 1.1239 | 1.2654 | 4.1511 | 0.62859 | 0.73714 | 0.3686 | 2.1886 | 1.7623 | -2.6063 | -2.124
4 | 37500 | -0.36008 | 23.01 | 0.33058 | -30.5723 | -23.5252 | 3.1289 | 13.3839 | 7.2837 | 1.1281 | 1.2104 | 4.1118 | 0.61294 | 0.72099 | 0.4069 | 2.1615 | 1.7621 | -2.6344 | -2.1598
4 | 38000 | -0.45568 | 23.0366 | 0.3725 | -30.6287 | -23.5311 | 3.0745 | 13.3328 | 7.2643 | 1.1022 | 1.2069 | 4.158 | 0.59882 | 0.73206 | 0.49517 | 2.1961 | 1.7062 | -2.6251 | -2.0355
4 | 38500 | -0.46241 | 23.0838 | 0.41823 | -30.6759 | -23.6228 | 3.1234 | 13.3878 | 7.2854 | 1.079 | 1.1748 | 4.1692 | 0.65172 | 0.71857 | 0.49376 | 2.2503 | 1.699 | -2.6412 | -2.1328
4 | 39000 | -0.46352 | 23.1025 | 0.43935 | -30.6547 | -23.5907 | 3.1008 | 13.3969 | 7.3186 | 1.0847 | 1.1501 | 4.1824 | 0.68455 | 0.71004 | 0.51761 | 2.2646 | 1.6131 | -2.6295 | -2.2267
4 | 39500 | -0.51604 | 23.1174 | 0.43219 | -30.5713 | -23.5951 | 3.0581 | 13.4163 | 7.2345 | 1.0737 | 1.1338 | 4.1566 | 0.72383 | 0.75307 | 0.5722 | 2.2622 | 1.6209 | -2.6257 | -2.2466
4 | 40000 | -0.51001 | 23.112 | 0.4706 | -30.5529 | -23.6114 | 3.0668 | 13.3962 | 7.2577 | 1.0842 | 1.1461 | 4.1313 | 0.66647 | 0.74176 | 0.60612 | 2.2692 | 1.5728 | -2.6293 | -2.2177
4 | 40500 | -0.47 | 23.1089 | 0.46413 | -30.6417 | -23.6664 | 3.0431 | 13.3873 | 7.3338 | 1.1249 | 1.1553 | 4.1474 | 0.66117 | 0.69266 | 0.61596 | 2.2848 | 1.5245 | -2.5776 | -2.1882
4 | 41000 | -0.48667 | 23.1244 | 0.44189 | -30.6481 | -23.6813 | 3.0836 | 13.4053 | 7.2927 | 1.1246 | 1.1291 | 4.1472 | 0.65236 | 0.70507 | 0.63311 | 2.3228 | 1.5167 | -2.5845 | -2.1783
4 | 41500 | -0.48262 | 23.0254 | 0.50476 | -30.4476 | -23.5957 | 3.1043 | 13.3218 | 7.2794 | 1.1012 | 1.1464 | 4.1535 | 0.62783 | 0.68864 | 0.60248 | 2.2594 | 1.5255 | -2.6516 | -2.1631
4 | 42000 | -0.44683 | 22.9962 | 0.41863 | -30.4124 | -23.5661 | 3.1538 | 13.3393 | 7.2622 | 1.1222 | 1.18 | 4.1571 | 0.61656 | 0.62123 | 0.59651 | 2.2402 | 1.5452 | -2.6921 | -2.1316
4 | 42500 | -0.43394 | 23.0129 | 0.38576 | -30.3838 | -23.5218 | 3.1088 | 13.3205 | 7.2567 | 1.109 | 1.2223 | 4.1065 | 0.54964 | 0.64243 | 0.65419 | 2.1884 | 1.5398 | -2.67 | -2.0874
4 | 43000 | -0.41672 | 23.0555 | 0.38815 | -30.4066 | -23.5718 | 3.1179 | 13.3667 | 7.2779 | 1.0543 | 1.2615 | 4.0959 | 0.58142 | 0.61668 | 0.69159 | 2.2093 | 1.5252 | -2.6804 | -2.1664
4 | 43500 | -0.43671 | 22.9863 | 0.39783 | -30.375 | -23.5735 | 3.1359 | 13.3706 | 7.2458 | 1.0758 | 1.2476 | 4.1001 | 0.54026 | 0.62059 | 0.69628 | 2.1914 | 1.5294 | -2.6922 | -2.0604
4 | 44000 | -0.42352 | 22.9641 | 0.41361 | -30.3762 | -23.6346 | 3.1695 | 13.3736 | 7.2526 | 1.0649 | 1.234 | 4.17 | 0.47063 | 0.68075 | 0.65367 | 2.1405 | 1.529 | -2.6361 | -2.0464
4 | 44500 | -0.4192 | 22.9463 | 0.40113 | -30.3407 | -23.5727 | 3.2009 | 13.3781 | 7.2638 | 1.0123 | 1.2035 | 4.1717 | 0.46995 | 0.65908 | 0.64295 | 2.1671 | 1.5071 | -2.646 | -2.0454
4 | 45000 | -0.43888 | 22.9526 | 0.44195 | -30.3974 | -23.5483 | 3.1907 | 13.3686 | 7.3121 | 0.98531 | 1.2189 | 4.1632 | 0.47404 | 0.64184 | 0.62451 | 2.1624 | 1.5503 | -2.6158 | -2.0861
4 | 45500 | -0.4438 | 22.8931 | 0.45728 | -30.3468 | -23.5696 | 3.1925 | 13.3256 | 7.2965 | 0.98086 | 1.222 | 4.1605 | 0.48639 | 0.66053 | 0.62193 | 2.1928 | 1.6029 | -2.6857 | -2.0471
4 | 46000 | -0.43143 | 22.8971 | 0.47035 | -30.387 | -23.675 | 3.1906 | 13.3622 | 7.2458 | 1.0467 | 1.2201 | 4.1544 | 0.57104 | 0.66181 | 0.64636 | 2.1931 | 1.5971 | -2.7082 | -2.0551
4 | 46500 | -0.40544 | 22.8204 | 0.49447 | -30.418 | -23.6248 | 3.1501 | 13.3385 | 7.2662 | 1.0201 | 1.2637 | 4.1611 | 0.59012 | 0.66562 | 0.63263 | 2.1872 | 1.5833 | -2.6869 | -2.0384
4 | 47000 | -0.3885 | 22.7955 | 0.514 | -30.413 | -23.5469 | 3.1386 | 13.3357 | 7.2255 | 1.0099 | 1.2176 | 4.1479 | 0.58125 | 0.70437 | 0.61966 | 2.1797 | 1.583 | -2.6699 | -2.0343
4 | 47500 | -0.37721 | 22.7654 | 0.55535 | -30.419 | -23.5639 | 3.1273 | 13.3284 | 7.2398 | 0.96982 | 1.1985 | 4.1504 | 0.61816 | 0.66918 | 0.61557 | 2.1564 | 1.6442 | -2.6514 | -2.0268
4 | 48000 | -0.35282 | 22.7997 | 0.59069 | -30.4072 | -23.6334 | 3.1592 | 13.3583 | 7.1315 | 0.97317 | 1.2344 | 4.1589 | 0.6115 | 0.67539 | 0.59733 | 2.1345 | 1.6684 | -2.6617 | -2.0378
4 | 48500 | -0.32068 | 22.8265 | 0.55939 | -30.4054 | -23.6794 | 3.2045 | 13.3508 | 7.0888 | 0.9668 | 1.2683 | 4.1572 | 0.59469 | 0.67947 | 0.62171 | 2.1156 | 1.6891 | -2.6516 | -2.0658
4 | 49000 | -0.32375 | 22.8833 | 0.54389 | -30.4863 | -23.7078 | 3.1555 | 13.3665 | 7.1112 | 0.99465 | 1.2905 | 4.1565 | 0.58347 | 0.68743 | 0.6568 | 2.0613 | 1.7054 | -2.6302 | -2.0484
4 | 49500 | -0.34567 | 22.9733 | 0.5572 | -30.5353 | -23.7065 | 3.1709 | 13.3567 | 7.1196 | 1.0057 | 1.2949 | 4.2014 | 0.5987 | 0.62939 | 0.63272 | 2.1038 | 1.6953 | -2.6687 | -2.0833
4 | 50000 | -0.35934 | 23.037 | 0.5087 | -30.4862 | -23.7047 | 3.1417 | 13.3467 | 7.0982 | 0.98724 | 1.2733 | 4.2148 | 0.61368 | 0.55943 | 0.63243 | 2.1137 | 1.6912 | -2.6208 | -2.047
4 | 50500 | -0.37661 | 23.0108 | 0.52271 | -30.4346 | -23.733 | 3.0764 | 13.3362 | 7.1674 | 0.96 | 1.273 | 4.2166 | 0.67424 | 0.55678 | 0.63631 | 2.1316 | 1.6456 | -2.6012 | -2.0622
4 | 51000 | -0.33748 | 23.0144 | 0.48784 | -30.527 | -23.7199 | 3.0398 | 13.3323 | 7.1914 | 0.95986 | 1.3079 | 4.2484 | 0.71319 | 0.51156 | 0.65184 | 2.0706 | 1.6825 | -2.4806 | -2.1466
4 | 51500 | -0.36707 | 23.0771 | 0.46323 | -30.5793 | -23.734 | 3.082 | 13.3368 | 7.2055 | 0.94306 | 1.3028 | 4.2863 | 0.69091 | 0.5023 | 0.64225 | 2.0803 | 1.7152 | -2.5214 | -2.1261
4 | 52000 | -0.3478 | 23.0846 | 0.43264 | -30.6546 | -23.7004 | 3.1009 | 13.3444 | 7.1739 | 0.97745 | 1.3 | 4.2443 | 0.66945 | 0.5123 | 0.61933 | 2.092 | 1.7272 | -2.4887 | -2.0872
4 | 52500 | -0.40479 | 23.0592 | 0.42648 | -30.669 | -23.6606 | 3.0863 | 13.3632 | 7.2218 | 0.94809 | 1.3506 | 4.2725 | 0.66543 | 0.49312 | 0.58656 | 2.1055 | 1.7829 | -2.5477 | -2.0797
4 | 53000 | -0.35649 | 23.0653 | 0.39026 | -30.7109 | -23.734 | 3.1053 | 13.406 | 7.1655 | 0.96869 | 1.4084 | 4.2985 | 0.64101 | 0.55217 | 0.65456 | 2.071 | 1.741 | -2.4806 | -2.1858
4 | 53500 | -0.36219 | 23.0895 | 0.39177 | -30.7332 | -23.7222 | 3.1157 | 13.4268 | 7.1747 | 0.9638 | 1.4689 | 4.2602 | 0.63433 | 0.58374 | 0.69116 | 2.0853 | 1.695 | -2.5151 | -2.2482
4 | 54000 | -0.34182 | 23.0364 | 0.3693 | -30.738 | -23.7287 | 3.1293 | 13.4018 | 7.1364 | 0.9815 | 1.4607 | 4.2444 | 0.70095 | 0.55754 | 0.7032 | 2.0814 | 1.7452 | -2.5088 | -2.2308
4 | 54500 | -0.35098 | 23.008 | 0.32652 | -30.7183 | -23.6542 | 3.1174 | 13.4156 | 7.1412 | 0.96584 | 1.4308 | 4.2386 | 0.72331 | 0.52343 | 0.68801 | 2.087 | 1.7558 | -2.5019 | -2.1963
4 | 55000 | -0.32478 | 23.0031 | 0.28853 | -30.7439 | -23.655 | 3.0707 | 13.4323 | 7.149 | 0.9254 | 1.421 | 4.264 | 0.75699 | 0.52096 | 0.66205 | 2.1347 | 1.7448 | -2.4651 | -2.1849
4 | 55500 | -0.29279 | 23.0308 | 0.2474 | -30.7006 | -23.6487 | 3.0723 | 13.4706 | 7.1518 | 0.89572 | 1.4021 | 4.2287 | 0.71116 | 0.52335 | 0.66428 | 2.1706 | 1.7457 | -2.4481 | -2.2245
4 | 56000 | -0.33149 | 23.0413 | 0.18768 | -30.6451 | -23.6125 | 3.078 | 13.4556 | 7.1054 | 0.88846 | 1.4138 | 4.2605 | 0.702 | 0.54373 | 0.66934 | 2.1493 | 1.7366 | -2.3997 | -2.2429
4 | 56500 | -0.29908 | 23.0344 | 0.17245 | -30.5989 | -23.6182 | 3.0988 | 13.4501 | 7.1152 | 0.8953 | 1.431 | 4.2482 | 0.65673 | 0.57995 | 0.67203 | 2.1138 | 1.7049 | -2.4446 | -2.2121
4 | 57000 | -0.29488 | 23.0578 | 0.17829 | -30.6017 | -23.6342 | 3.0846 | 13.4405 | 7.0993 | 0.93483 | 1.4711 | 4.2539 | 0.66455 | 0.53979 | 0.67642 | 2.0907 | 1.6872 | -2.4751 | -2.1729
4 | 57500 | -0.30483 | 23.0601 | 0.20609 | -30.5954 | -23.5708 | 3.0705 | 13.4457 | 7.0522 | 0.95595 | 1.4803 | 4.2821 | 0.66828 | 0.49473 | 0.66097 | 2.077 | 1.6745 | -2.4986 | -2.1586
4 | 58000 | -0.26504 | 23.0458 | 0.20725 | -30.5816 | -23.5296 | 3.0461 | 13.4324 | 7.0314 | 0.96267 | 1.4649 | 4.2942 | 0.69356 | 0.48178 | 0.6611 | 2.0553 | 1.6923 | -2.5047 | -2.1876
4 | 58500 | -0.27775 | 23.0975 | 0.18773 | -30.5636 | -23.4513 | 3.0703 | 13.4626 | 7.031 | 0.98236 | 1.4678 | 4.2564 | 0.62743 | 0.47496 | 0.67022 | 2.0397 | 1.7304 | -2.5125 | -2.2932
4 | 59000 | -0.26424 | 23.0968 | 0.20978 | -30.5811 | -23.4288 | 3.0889 | 13.4663 | 7.0222 | 1.0008 | 1.4406 | 4.2699 | 0.64153 | 0.50352 | 0.65881 | 2.0556 | 1.7204 | -2.597 | -2.304
4 | 59500 | -0.26169 | 23.1409 | 0.22485 | -30.5949 | -23.4588 | 3.1097 | 13.477 | 6.9958 | 1.0005 | 1.4304 | 4.2817 | 0.66426 | 0.47685 | 0.67526 | 2.0687 | 1.6968 | -2.5823 | -2.3449
4 | 60000 | -0.23739 | 23.1178 | 0.26883 | -30.5542 | -23.456 | 3.1093 | 13.4307 | 7.0052 | 0.98717 | 1.4262 | 4.3053 | 0.67274 | 0.45425 | 0.68265 | 2.0661 | 1.6729 | -2.5819 | -2.3696
4 | 60500 | -0.22847 | 23.1157 | 0.24864 | -30.4978 | -23.4416 | 3.075 | 13.4386 | 6.9827 | 1.0601 | 1.4107 | 4.2926 | 0.65224 | 0.45876 | 0.62982 | 2.0788 | 1.7082 | -2.6257 | -2.3584
4 | 61000 | -0.20107 | 23.1424 | 0.2276 | -30.5343 | -23.4941 | 3.0478 | 13.4218 | 6.9879 | 1.0868 | 1.4588 | 4.3155 | 0.6597 | 0.4584 | 0.68191 | 2.0635 | 1.6983 | -2.6247 | -2.3962
4 | 61500 | -0.19388 | 23.0686 | 0.24288 | -30.4919 | -23.4684 | 3.0191 | 13.4244 | 6.938 | 1.1024 | 1.4566 | 4.2902 | 0.67527 | 0.46388 | 0.65582 | 2.0363 | 1.7115 | -2.6023 | -2.3285
4 | 62000 | -0.17767 | 23.0409 | 0.23817 | -30.4306 | -23.4369 | 3.0156 | 13.4116 | 6.9478 | 1.0636 | 1.4675 | 4.2984 | 0.64162 | 0.49217 | 0.63882 | 2.0115 | 1.7027 | -2.601 | -2.3243
4 | 62500 | -0.19749 | 23.0644 | 0.22692 | -30.4092 | -23.4413 | 3.0214 | 13.4032 | 6.9884 | 1.0548 | 1.4756 | 4.3014 | 0.63602 | 0.48443 | 0.62558 | 2.0157 | 1.6873 | -2.6505 | -2.2865
4 | 63000 | -0.17705 | 23.03 | 0.23812 | -30.3818 | -23.4468 | 3.0316 | 13.4093 | 6.9675 | 1.0484 | 1.5007 | 4.2769 | 0.6562 | 0.46243 | 0.61719 | 2.0059 | 1.6631 | -2.6583 | -2.2434
4 | 63500 | -0.20076 | 23.0523 | 0.20027 | -30.4007 | -23.4485 | 3.0455 | 13.4274 | 6.996 | 1.0297 | 1.476 | 4.2397 | 0.63873 | 0.50435 | 0.57153 | 2.0133 | 1.6209 | -2.6175 | -2.1482
4 | 64000 | -0.23037 | 23.0005 | 0.17228 | -30.3064 | -23.4055 | 3.0201 | 13.426 | 6.9811 | 1.0203 | 1.4831 | 4.2096 | 0.65144 | 0.53225 | 0.55465 | 2.0557 | 1.6089 | -2.5895 | -2.184
4 | 64500 | -0.21458 | 23.014 | 0.17968 | -30.333 | -23.4516 | 2.9949 | 13.4167 | 7.0208 | 1.0066 | 1.4809 | 4.2109 | 0.67306 | 0.52015 | 0.53658 | 2.0611 | 1.617 | -2.5519 | -2.1814
4 | 65000 | -0.21505 | 23.0235 | 0.16853 | -30.3465 | -23.4606 | 3.005 | 13.4181 | 6.99 | 0.94335 | 1.4954 | 4.2316 | 0.67194 | 0.51624 | 0.53372 | 2.0335 | 1.6477 | -2.5252 | -2.1312
4 | 65500 | -0.25251 | 23.0351 | 0.15442 | -30.3568 | -23.4822 | 2.9914 | 13.4239 | 6.9938 | 0.99152 | 1.4797 | 4.2334 | 0.66789 | 0.51941 | 0.54665 | 2.0655 | 1.6613 | -2.5154 | -2.1571
4 | 66000 | -0.25561 | 23.0267 | 0.13475 | -30.4006 | -23.4229 | 2.9774 | 13.395 | 7.0455 | 0.96975 | 1.4831 | 4.2429 | 0.68321 | 0.49609 | 0.59278 | 2.055 | 1.7024 | -2.5368 | -2.189
4 | 66500 | -0.24508 | 23.0075 | 0.15983 | -30.3968 | -23.4398 | 2.9824 | 13.3861 | 7.0431 | 0.99422 | 1.5371 | 4.2622 | 0.69741 | 0.49665 | 0.55045 | 2.0533 | 1.7143 | -2.5766 | -2.2262
4 | 67000 | -0.21122 | 22.9949 | 0.14897 | -30.3464 | -23.4334 | 2.9736 | 13.3315 | 7.0462 | 1.0054 | 1.5312 | 4.2525 | 0.69292 | 0.45547 | 0.55547 | 2.0667 | 1.7018 | -2.4906 | -2.2752
4 | 67500 | -0.24161 | 23.0105 | 0.13385 | -30.3305 | -23.4358 | 2.9776 | 13.3544 | 7.0538 | 0.97409 | 1.5432 | 4.2868 | 0.70749 | 0.4543 | 0.55135 | 2.0903 | 1.6939 | -2.4977 | -2.3259
4 | 68000 | -0.26416 | 23.0222 | 0.14746 | -30.348 | -23.4508 | 2.9918 | 13.3776 | 7.0406 | 0.99791 | 1.5497 | 4.3198 | 0.70688 | 0.48998 | 0.54682 | 2.0791 | 1.6807 | -2.537 | -2.3505
4 | 68500 | -0.25812 | 23.0501 | 0.13979 | -30.3719 | -23.4758 | 2.9873 | 13.3992 | 7.0237 | 1.0177 | 1.5288 | 4.3028 | 0.69878 | 0.49449 | 0.54464 | 2.0903 | 1.6934 | -2.4995 | -2.3656
4 | 69000 | -0.26819 | 23.1011 | 0.13783 | -30.413 | -23.4919 | 2.9866 | 13.4171 | 7.0298 | 1.0081 | 1.5108 | 4.3194 | 0.71844 | 0.48547 | 0.53616 | 2.0974 | 1.6969 | -2.4922 | -2.3799
4 | 69500 | -0.26174 | 23.0838 | 0.1105 | -30.4216 | -23.4942 | 3.0068 | 13.4176 | 7.0425 | 1.009 | 1.5074 | 4.3429 | 0.69281 | 0.479 | 0.56118 | 2.0787 | 1.7045 | -2.5023 | -2.3567
4 | 70000 | -0.26971 | 23.0734 | 0.09909 | -30.4288 | -23.4728 | 3.0218 | 13.4261 | 7.0613 | 1.0415 | 1.5019 | 4.3324 | 0.70165 | 0.4902 | 0.496 | 2.073 | 1.7321 | -2.5136 | -2.3655
4 | 70500 | -0.24894 | 23.0667 | 0.10594 | -30.4213 | -23.524 | 3.0095 | 13.4268 | 7.0461 | 1.0781 | 1.532 | 4.326 | 0.72149 | 0.48489 | 0.49768 | 2.0915 | 1.7522 | -2.537 | -2.4076
4 | 71000 | -0.22099 | 23.0601 | 0.11887 | -30.4159 | -23.5605 | 3.0232 | 13.4227 | 7.0444 | 1.1008 | 1.5262 | 4.3318 | 0.72987 | 0.48046 | 0.52871 | 2.0778 | 1.734 | -2.5866 | -2.3949
4 | 71500 | -0.19183 | 23.0895 | 0.12635 | -30.4457 | -23.5988 | 3.0384 | 13.4108 | 7.0348 | 1.0852 | 1.5422 | 4.3709 | 0.74147 | 0.47971 | 0.51065 | 2.0563 | 1.7374 | -2.5973 | -2.39
4 | 72000 | -0.18317 | 23.0742 | 0.12583 | -30.4156 | -23.6085 | 3.0143 | 13.423 | 7.0067 | 1.118 | 1.5377 | 4.3574 | 0.71546 | 0.51551 | 0.48316 | 2.0668 | 1.7321 | -2.6034 | -2.3594
4 | 72500 | -0.22085 | 23.0849 | 0.11302 | -30.4306 | -23.6152 | 2.9946 | 13.4228 | 6.9984 | 1.1249 | 1.5266 | 4.3646 | 0.72998 | 0.53041 | 0.5079 | 2.0707 | 1.7422 | -2.5976 | -2.3466
4 | 73000 | -0.21802 | 23.051 | 0.098725 | -30.4044 | -23.59 | 2.9844 | 13.4198 | 6.9337 | 1.1547 | 1.5481 | 4.3316 | 0.72479 | 0.52418 | 0.5199 | 2.0727 | 1.7224 | -2.5519 | -2.3217
4 | 73500 | -0.20963 | 23.0738 | 0.083996 | -30.4075 | -23.588 | 2.9801 | 13.4326 | 6.904 | 1.167 | 1.527 | 4.34 | 0.75416 | 0.4951 | 0.53156 | 2.0733 | 1.7221 | -2.5564 | -2.3232
4 | 74000 | -0.21192 | 23.0529 | 0.10125 | -30.4442 | -23.5333 | 2.9581 | 13.4532 | 6.9257 | 1.1531 | 1.5254 | 4.3475 | 0.78015 | 0.49428 | 0.54093 | 2.1035 | 1.7092 | -2.6341 | -2.3217
4 | 74500 | -0.21955 | 23.0509 | 0.13041 | -30.4433 | -23.5871 | 2.9874 | 13.4765 | 6.9185 | 1.1467 | 1.543 | 4.3181 | 0.77428 | 0.4672 | 0.52641 | 2.1275 | 1.7194 | -2.6358 | -2.3003
4 | 75000 | -0.23901 | 23.029 | 0.16852 | -30.4127 | -23.5622 | 2.9675 | 13.4702 | 6.8944 | 1.151 | 1.5505 | 4.3244 | 0.75666 | 0.47876 | 0.5013 | 2.1207 | 1.7215 | -2.6754 | -2.2451
4 | 75500 | -0.26067 | 23.0205 | 0.16513 | -30.4215 | -23.6246 | 3.0015 | 13.4677 | 6.9021 | 1.1594 | 1.563 | 4.3153 | 0.7868 | 0.46778 | 0.50958 | 2.1401 | 1.7163 | -2.6742 | -2.2339
4 | 76000 | -0.28626 | 22.9979 | 0.16805 | -30.4157 | -23.6124 | 3.0043 | 13.4261 | 6.8792 | 1.1515 | 1.5706 | 4.3508 | 0.78839 | 0.46073 | 0.51835 | 2.1511 | 1.7189 | -2.6622 | -2.2094
4 | 76500 | -0.30032 | 22.9963 | 0.18264 | -30.4008 | -23.6475 | 2.9969 | 13.4051 | 6.8569 | 1.2108 | 1.5652 | 4.3561 | 0.80993 | 0.46439 | 0.54081 | 2.1275 | 1.7156 | -2.6677 | -2.2118
4 | 77000 | -0.29858 | 23.0098 | 0.20992 | -30.4167 | -23.659 | 2.9856 | 13.4229 | 6.8521 | 1.195 | 1.5476 | 4.3823 | 0.78897 | 0.45069 | 0.57323 | 2.1601 | 1.7084 | -2.6536 | -2.2588
4 | 77500 | -0.34193 | 23.0222 | 0.23779 | -30.4361 | -23.6794 | 2.971 | 13.4226 | 6.8559 | 1.1937 | 1.5577 | 4.3719 | 0.76972 | 0.45127 | 0.56698 | 2.1587 | 1.7565 | -2.6514 | -2.2271
4 | 78000 | -0.30632 | 23.0182 | 0.25607 | -30.4107 | -23.6522 | 2.9221 | 13.3882 | 6.837 | 1.1966 | 1.566 | 4.3806 | 0.79256 | 0.48045 | 0.56704 | 2.1515 | 1.7176 | -2.6649 | -2.2398
4 | 78500 | -0.32963 | 23.031 | 0.26126 | -30.3754 | -23.683 | 2.887 | 13.3846 | 6.8092 | 1.2312 | 1.5675 | 4.3735 | 0.78484 | 0.48031 | 0.59176 | 2.1652 | 1.7153 | -2.647 | -2.2476
4 | 79000 | -0.346 | 23.0145 | 0.25102 | -30.3516 | -23.6706 | 2.8568 | 13.3924 | 6.8196 | 1.2062 | 1.573 | 4.3867 | 0.82193 | 0.45785 | 0.60175 | 2.1587 | 1.7028 | -2.649 | -2.2263
4 | 79500 | -0.3403 | 23.0248 | 0.23697 | -30.3889 | -23.7027 | 2.8783 | 13.4058 | 6.8308 | 1.204 | 1.5831 | 4.3882 | 0.82181 | 0.43951 | 0.59746 | 2.1845 | 1.7315 | -2.6417 | -2.2531
4 | 80000 | -0.33024 | 22.9927 | 0.22718 | -30.3595 | -23.6787 | 2.9022 | 13.414 | 6.8107 | 1.1882 | 1.6129 | 4.3668 | 0.84137 | 0.44938 | 0.57981 | 2.17 | 1.6817 | -2.6359 | -2.2325
4 | 80500 | -0.32197 | 23.0218 | 0.21857 | -30.4095 | -23.68 | 2.8735 | 13.404 | 6.8176 | 1.2124 | 1.601 | 4.3909 | 0.86717 | 0.43268 | 0.56806 | 2.184 | 1.6848 | -2.601 | -2.2639
4 | 81000 | -0.33304 | 23.0177 | 0.2151 | -30.4321 | -23.6769 | 2.8863 | 13.4021 | 6.8326 | 1.1826 | 1.6316 | 4.3921 | 0.8587 | 0.41174 | 0.55364 | 2.2162 | 1.6963 | -2.6122 | -2.2424
4 | 81500 | -0.29088 | 23.0166 | 0.19956 | -30.4344 | -23.7045 | 2.9049 | 13.4075 | 6.8428 | 1.1745 | 1.6228 | 4.3767 | 0.85415 | 0.41838 | 0.56308 | 2.2476 | 1.6682 | -2.6345 | -2.2325
4 | 82000 | -0.27402 | 23.0362 | 0.19406 | -30.3917 | -23.7068 | 2.9178 | 13.3771 | 6.8527 | 1.2026 | 1.6204 | 4.3953 | 0.83348 | 0.41785 | 0.56717 | 2.2237 | 1.654 | -2.6491 | -2.2707
4 | 82500 | -0.26985 | 23.0418 | 0.18394 | -30.4042 | -23.7721 | 2.9347 | 13.3623 | 6.8409 | 1.2208 | 1.6213 | 4.4227 | 0.8426 | 0.3997 | 0.58052 | 2.2466 | 1.6333 | -2.6521 | -2.233
4 | 83000 | -0.26243 | 23.0681 | 0.1585 | -30.4256 | -23.7959 | 2.9577 | 13.3972 | 6.839 | 1.213 | 1.5951 | 4.4112 | 0.85104 | 0.40436 | 0.61982 | 2.2585 | 1.6433 | -2.6842 | -2.2487
4 | 83500 | -0.25751 | 23.0543 | 0.12076 | -30.4172 | -23.7983 | 2.9069 | 13.392 | 6.8423 | 1.2191 | 1.592 | 4.4131 | 0.86645 | 0.41574 | 0.61103 | 2.2522 | 1.658 | -2.6351 | -2.2357
4 | 84000 | -0.26557 | 23.0773 | 0.12523 | -30.4673 | -23.8137 | 2.9173 | 13.4088 | 6.8473 | 1.2063 | 1.6126 | 4.3867 | 0.87395 | 0.41524 | 0.61298 | 2.2772 | 1.6556 | -2.6483 | -2.2216
4 | 84500 | -0.27155 | 23.0948 | 0.11909 | -30.4741 | -23.7997 | 2.9372 | 13.4152 | 6.8716 | 1.2042 | 1.6164 | 4.3608 | 0.87695 | 0.40934 | 0.60279 | 2.2899 | 1.6638 | -2.6774 | -2.2393
4 | 85000 | -0.29529 | 23.0679 | 0.13251 | -30.4441 | -23.7811 | 2.9351 | 13.3856 | 6.8718 | 1.2151 | 1.6216 | 4.3423 | 0.87917 | 0.37337 | 0.61577 | 2.2962 | 1.6907 | -2.6899 | -2.2168
4 | 85500 | -0.28177 | 23.0572 | 0.16554 | -30.4364 | -23.824 | 2.8988 | 13.4118 | 6.8854 | 1.2578 | 1.6013 | 4.339 | 0.88468 | 0.38217 | 0.57857 | 2.2987 | 1.6911 | -2.6789 | -2.2311
4 | 86000 | -0.31512 | 23.0866 | 0.13374 | -30.4655 | -23.849 | 2.9185 | 13.4386 | 6.9308 | 1.2334 | 1.6023 | 4.3225 | 0.87901 | 0.39052 | 0.60692 | 2.3235 | 1.677 | -2.7174 | -2.1964
4 | 86500 | -0.33105 | 23.0575 | 0.11236 | -30.4688 | -23.845 | 2.9389 | 13.436 | 6.9274 | 1.2297 | 1.6083 | 4.3199 | 0.86654 | 0.40264 | 0.60403 | 2.3264 | 1.7045 | -2.71 | -2.1795
4 | 87000 | -0.35277 | 23.0553 | 0.08627 | -30.4469 | -23.852 | 2.9292 | 13.4199 | 6.9204 | 1.24 | 1.6492 | 4.2983 | 0.86435 | 0.40699 | 0.60066 | 2.3322 | 1.7183 | -2.7078 | -2.1616
4 | 87500 | -0.33465 | 23.0441 | 0.082952 | -30.4236 | -23.8679 | 2.9404 | 13.406 | 6.9236 | 1.2266 | 1.6452 | 4.3166 | 0.84781 | 0.39071 | 0.6087 | 2.3242 | 1.7083 | -2.6884 | -2.1505
4 | 88000 | -0.30916 | 23.0413 | 0.07573 | -30.438 | -23.8554 | 2.9435 | 13.4188 | 6.9589 | 1.2166 | 1.6344 | 4.302 | 0.83483 | 0.42556 | 0.59868 | 2.349 | 1.7153 | -2.7331 | -2.179
4 | 88500 | -0.32638 | 23.0595 | 0.084335 | -30.418 | -23.8748 | 2.9297 | 13.4219 | 6.9543 | 1.2381 | 1.5973 | 4.3021 | 0.81479 | 0.42184 | 0.58381 | 2.3748 | 1.7202 | -2.7303 | -2.1533
4 | 89000 | -0.30221 | 23.0754 | 0.071537 | -30.4209 | -23.9175 | 2.9366 | 13.4477 | 6.9293 | 1.2419 | 1.6375 | 4.3128 | 0.83532 | 0.42785 | 0.582 | 2.3661 | 1.7079 | -2.7512 | -2.18
4 | 89500 | -0.27977 | 23.0916 | 0.069651 | -30.4467 | -23.9289 | 2.9526 | 13.4437 | 6.9437 | 1.2452 | 1.6202 | 4.323 | 0.82886 | 0.44645 | 0.5901 | 2.3707 | 1.6917 | -2.8079 | -2.1542
4 | 90000 | -0.27971 | 23.1149 | 0.079542 | -30.4936 | -23.9521 | 2.9414 | 13.4662 | 6.9625 | 1.2381 | 1.6155 | 4.348 | 0.84022 | 0.44489 | 0.59204 | 2.3642 | 1.6838 | -2.7747 | -2.1912
4 | 90500 | -0.28677 | 23.1077 | 0.11684 | -30.4696 | -23.9412 | 2.9115 | 13.4414 | 6.9604 | 1.2184 | 1.6183 | 4.3502 | 0.85008 | 0.45713 | 0.57223 | 2.376 | 1.7075 | -2.7744 | -2.2157
4 | 91000 | -0.27591 | 23.1127 | 0.10299 | -30.4621 | -23.9736 | 2.9047 | 13.4086 | 6.9663 | 1.2397 | 1.6365 | 4.37 | 0.86282 | 0.45075 | 0.57754 | 2.3729 | 1.7265 | -2.7705 | -2.2498
4 | 91500 | -0.26831 | 23.0802 | 0.1286 | -30.4713 | -23.9888 | 2.8947 | 13.414 | 6.9606 | 1.2448 | 1.6177 | 4.3789 | 0.87684 | 0.45089 | 0.58688 | 2.3703 | 1.7251 | -2.7751 | -2.2261
4 | 92000 | -0.27353 | 23.0746 | 0.12055 | -30.4569 | -23.9884 | 2.9167 | 13.4312 | 6.9554 | 1.2663 | 1.5973 | 4.3603 | 0.88599 | 0.43976 | 0.56668 | 2.3838 | 1.7079 | -2.7384 | -2.2492
4 | 92500 | -0.27085 | 23.0925 | 0.11724 | -30.4524 | -23.9837 | 2.8882 | 13.4488 | 6.9561 | 1.2726 | 1.5632 | 4.3694 | 0.85517 | 0.46115 | 0.54604 | 2.42 | 1.7 | -2.7289 | -2.2544
4 | 93000 | -0.27784 | 23.0954 | 0.096094 | -30.4566 | -23.9972 | 2.9023 | 13.4438 | 6.9565 | 1.2533 | 1.5509 | 4.3873 | 0.84898 | 0.46768 | 0.58636 | 2.4174 | 1.7189 | -2.7247 | -2.2687
4 | 93500 | -0.26084 | 23.0781 | 0.10153 | -30.4337 | -23.9554 | 2.8934 | 13.4204 | 6.9131 | 1.2522 | 1.5406 | 4.3885 | 0.85819 | 0.46624 | 0.5825 | 2.4367 | 1.7298 | -2.7337 | -2.2775
4 | 94000 | -0.25216 | 23.076 | 0.099347 | -30.4126 | -23.9493 | 2.9013 | 13.3917 | 6.9071 | 1.2368 | 1.5364 | 4.3744 | 0.87059 | 0.47123 | 0.57283 | 2.4445 | 1.7474 | -2.709 | -2.3066
4 | 94500 | -0.24326 | 23.0881 | 0.06975 | -30.4195 | -23.9326 | 2.9014 | 13.3783 | 6.895 | 1.2532 | 1.5042 | 4.3813 | 0.87683 | 0.484 | 0.59264 | 2.4556 | 1.7792 | -2.7445 | -2.3195
4 | 95000 | -0.23012 | 23.0557 | 0.079837 | -30.4011 | -23.9371 | 2.9022 | 13.3498 | 6.9017 | 1.2423 | 1.5049 | 4.3905 | 0.87138 | 0.45792 | 0.56899 | 2.4613 | 1.7624 | -2.6908 | -2.2897
4 | 95500 | -0.21448 | 23.0388 | 0.078375 | -30.4013 | -23.9462 | 2.8823 | 13.3555 | 6.893 | 1.2521 | 1.5371 | 4.3801 | 0.90205 | 0.4511 | 0.5816 | 2.454 | 1.7789 | -2.7035 | -2.3194
4 | 96000 | -0.20763 | 23.0652 | 0.085794 | -30.4525 | -23.9649 | 2.9009 | 13.3837 | 6.9098 | 1.2271 | 1.531 | 4.3609 | 0.91852 | 0.43534 | 0.54632 | 2.461 | 1.7998 | -2.6787 | -2.3217
4 | 96500 | -0.24347 | 23.0652 | 0.091306 | -30.4425 | -23.9757 | 2.9176 | 13.4003 | 6.8898 | 1.2399 | 1.5214 | 4.3591 | 0.92676 | 0.43567 | 0.541 | 2.464 | 1.7831 | -2.6592 | -2.3141
4 | 97000 | -0.23554 | 23.0434 | 0.1033 | -30.4239 | -23.9662 | 2.9033 | 13.3819 | 6.8894 | 1.2517 | 1.5091 | 4.37 | 0.91272 | 0.43162 | 0.5322 | 2.4612 | 1.8044 | -2.6507 | -2.318
4 | 97500 | -0.22728 | 23.0466 | 0.085584 | -30.4071 | -23.9524 | 2.8891 | 13.3712 | 6.8714 | 1.2676 | 1.5026 | 4.3746 | 0.91165 | 0.43208 | 0.52477 | 2.4524 | 1.8043 | -2.6489 | -2.298
4 | 98000 | -0.23323 | 23.0235 | 0.088427 | -30.4291 | -23.9555 | 2.8974 | 13.3602 | 6.8659 | 1.2711 | 1.5012 | 4.3791 | 0.91406 | 0.43008 | 0.53075 | 2.4626 | 1.8163 | -2.6495 | -2.2732
4 | 98500 | -0.22698 | 22.9998 | 0.068603 | -30.3554 | -23.945 | 2.9069 | 13.3375 | 6.8461 | 1.272 | 1.4584 | 4.3863 | 0.92857 | 0.44546 | 0.55089 | 2.4455 | 1.8284 | -2.6342 | -2.3129
4 | 99000 | -0.2 | 23.0109 | 0.069277 | -30.3744 | -23.96 | 2.914 | 13.3379 | 6.8268 | 1.2798 | 1.4663 | 4.3726 | 0.95333 | 0.43851 | 0.55129 | 2.4367 | 1.8122 | -2.6277 | -2.3074
4 | 99500 | -0.19346 | 23.0276 | 0.071302 | -30.3766 | -23.9428 | 2.9082 | 13.3393 | 6.85 | 1.2425 | 1.4767 | 4.3516 | 0.95375 | 0.44434 | 0.54621 | 2.4124 | 1.823 | -2.6398 | -2.2942
4 | 100000 | -0.1914 | 23.0141 | 0.065903 | -30.3524 | -23.9146 | 2.9216 | 13.3155 | 6.8531 | 1.2354 | 1.4787 | 4.3469 | 0.96221 | 0.43326 | 0.55664 | 2.41 | 1.8092 | -2.6765 | -2.2676
5 | 100 | -2.7799 | 31.2348 | 13.1205 | -93.8745 | 2.9158 | 11.1801 | 21.0793 | -1.3634 | 8.0563 | -2.8618 | -11.1634 | 7.0376 | 6.3367 | -2.5653 | -1.4276 | 6.4355 | 3.0066 | 5.6327
5 | 500 | -0.89943 | 35.1083 | 1.1519 | -66.1287 | -8.8281 | -0.26831 | 15.7363 | 4.806 | -0.94049 | -2.5478 | 2.7112 | -2.2222 | -3.5455 | 0.51265 | 3.2914 | 6.3983 | 3.5197 | 12.1448
5 | 1000 | 3.6734 | 31.7288 | -3.7929 | -60.5589 | -8.75 | 1.2872 | 13.2332 | 5.4445 | 1.4862 | -0.57955 | -0.33812 | 1.5604 | -1.8819 | -0.24249 | 3.0212 | 4.3508 | 2.8513 | 7.5068
5 | 1500 | 5.2874 | 34.6434 | -2.5699 | -63.8267 | -7.9315 | 1.8547 | 11.8985 | 6.1363 | 0.80121 | -2.0369 | -0.26521 | 3.5311 | 0.37035 | 1.7551 | 4.1881 | 0.79604 | 0.53646 | 4.8315
5 | 2000 | 3.2648 | 35.5494 | -1.4557 | -63.877 | -7.7691 | 0.93822 | 11.508 | 6.2724 | 1.0855 | -0.33078 | 1.534 | 2.4072 | -0.27289 | 2.166 | 3.45 | 0.226 | 1.0179 | 4.2861
5 | 2500 | 2.2184 | 36.331 | -1.6914 | -63.4951 | -6.6381 | 1.0512 | 11.625 | 5.8008 | 0.0054636 | 1.1013 | -0.012458 | 1.9155 | -0.55499 | 2.4534 | 3.1585 | 1.2569 | 1.9469 | 3.5278
5 | 3000 | 1.5882 | 35.8221 | -1.3003 | -62.4901 | -6.4135 | 0.43638 | 11.3746 | 5.063 | 0.8818 | 1.4855 | 0.88478 | 2.4944 | -0.44997 | 2.5101 | 2.0005 | 1.6293 | 1.4994 | 2.9837
5 | 3500 | 1.7394 | 35.029 | -1.3991 | -61.8065 | -5.6268 | 0.85604 | 9.523 | 5.2219 | 0.60174 | 1.7408 | 1.0299 | 2.4711 | 0.079863 | 2.1455 | 1.2864 | 1.419 | 2.5441 | 3.1447
5 | 4000 | 1.211 | 35.1753 | -1.5393 | -63.0869 | -5.5365 | 1.0386 | 10.3638 | 6.3746 | 0.76983 | 1.118 | 0.2621 | 2.9145 | 0.47332 | 2.4835 | 1.7108 | 0.68184 | 3.2082 | 2.3775
5 | 4500 | 1.0942 | 35.2882 | -0.96164 | -62.0024 | -5.7095 | 1.1916 | 10.4513 | 6.646 | 0.88405 | 1.3038 | 0.39915 | 2.2096 | 0.54968 | 1.2944 | 1.3931 | 0.69733 | 2.1839 | 3.0871
5 | 5000 | 0.81274 | 35.3057 | -0.81176 | -61.9038 | -5.4345 | 1.6123 | 10.9104 | 5.7817 | 0.20473 | 0.45959 | 1.4772 | 1.6948 | 0.36616 | 1.1157 | 0.92173 | 1.3526 | 2.4614 | 3.6734
5 | 5500 | 0.74931 | 35.0073 | -0.25661 | -62.4833 | -5.705 | 1.7051 | 11.2749 | 5.7776 | 0.15918 | 0.39945 | 2.1946 | 1.0809 | 0.25992 | 0.75582 | 1.1711 | 1.5404 | 2.6646 | 3.7046
5 | 6000 | 0.36652 | 34.973 | -0.034548 | -61.8753 | -5.1614 | 1.6385 | 11.1227 | 5.5756 | 0.04504 | 0.3971 | 2.3262 | 0.78594 | 0.33323 | 0.29521 | 0.93019 | 1.7436 | 2.6725 | 3.8659
5 | 6500 | 0.2827 | 34.9335 | 0.69881 | -60.9695 | -5.9334 | 1.5079 | 11.1497 | 5.2131 | -0.20444 | 0.063372 | 2.0662 | 0.30367 | 0.2518 | 0.14657 | 1.0722 | 1.9401 | 3.2794 | 4.1984
5 | 7000 | 0.26718 | 34.9722 | 0.072103 | -60.9432 | -5.6551 | 1.5645 | 11.4941 | 4.8848 | 0.0079791 | 0.60751 | 2.2476 | 0.14563 | 0.9071 | 0.0049549 | 1.205 | 1.7743 | 2.8526 | 3.5906
5 | 7500 | 0.47656 | 35.1785 | 0.39372 | -60.7229 | -5.4261 | 1.1415 | 11.1985 | 4.6201 | 0.084532 | 0.4741 | 2.4194 | 0.20408 | 1.2252 | 0.032821 | 0.9091 | 1.8612 | 2.5541 | 3.3756
5 | 8000 | 0.24745 | 34.7617 | 0.68274 | -60.0139 | -5.5366 | 1.1594 | 11.2684 | 4.4039 | 0.13084 | 0.32426 | 2.6871 | 0.33494 | 0.84734 | -0.36212 | 0.81969 | 2.1873 | 2.5645 | 3.4931
5 | 8500 | 0.19863 | 34.635 | 0.35967 | -59.6236 | -5.5856 | 1.1327 | 10.9281 | 4.3328 | -0.16551 | 0.19087 | 2.37 | 0.64863 | 0.78983 | -0.23864 | 1.2524 | 2.1204 | 2.9933 | 3.6609
5 | 9000 | 0.18963 | 34.4862 | 0.15848 | -58.9504 | -5.3828 | 1.5585 | 10.8062 | 4.5842 | -0.31212 | 0.26846 | 2.3778 | 0.56525 | 0.78558 | -0.23764 | 1.3282 | 1.8845 | 2.7343 | 3.1558
5 | 9500 | 0.16298 | 34.1098 | 0.38926 | -58.4781 | -5.0318 | 1.413 | 10.3918 | 4.3384 | -0.0097967 | 0.48033 | 2.1265 | 0.46994 | 0.43341 | -0.12974 | 1.3858 | 2.065 | 2.569 | 3.3144
5 | 10000 | -0.12078 | 34.0748 | 0.32757 | -58.5623 | -4.948 | 1.3341 | 10.1899 | 4.2218 | 0.016974 | 0.70908 | 2.5862 | 0.18966 | 0.48644 | -0.20628 | 1.5672 | 2.1622 | 2.8726 | 3.0988
5 | 10500 | 0.11412 | 34.4342 | 0.55767 | -59.0475 | -4.8769 | 1.2822 | 10.0857 | 4.0869 | -0.046813 | 0.59141 | 2.4522 | 0.085494 | 0.31658 | -0.24229 | 1.5377 | 2.2793 | 2.9773 | 3.4127
5 | 11000 | -0.0016703 | 34.228 | 0.5812 | -59.049 | -4.9154 | 1.3555 | 10.0046 | 4.3379 | 0.060462 | 0.55684 | 2.4869 | 0.086002 | 0.4004 | -0.091591 | 1.5365 | 2.2632 | 2.9033 | 3.2567
5 | 11500 | 0.070247 | 34.1472 | 0.3286 | -58.3999 | -4.707 | 1.3273 | 10.097 | 4.2678 | 0.013171 | 0.32511 | 2.2831 | 0.049644 | 0.37377 | 0.034371 | 1.4667 | 2.2228 | 2.7892 | 3.3108
5 | 12000 | 0.15523 | 34.0557 | 0.092621 | -58.7965 | -4.6186 | 1.2268 | 10.2758 | 4.2255 | 0.14637 | 0.43298 | 2.0836 | -0.0012708 | 0.65532 | -0.035844 | 1.5657 | 2.2845 | 3.2198 | 3.0322
5 | 12500 | 0.0083736 | 34.2091 | 0.050778 | -59.2473 | -5.0821 | 1.5469 | 10.2617 | 4.4911 | 0.26278 | 0.47276 | 2.1162 | 0.10661 | 0.73985 | -0.16777 | 1.4947 | 2.3685 | 3.283 | 3.0849
5 | 13000 | -0.28156 | 34.4526 | 0.2138 | -59.396 | -5.1116 | 1.6071 | 10.541 | 4.6923 | 0.21654 | 0.30948 | 2.1322 | 0.22274 | 0.76462 | -0.28979 | 1.4818 | 2.2211 | 2.9848 | 3.2389
5 | 13500 | -0.35875 | 34.3915 | 0.082826 | -59.2111 | -5.0835 | 1.642 | 10.5485 | 4.6485 | 0.17096 | 0.30574 | 2.2258 | 0.26185 | 0.88212 | -0.0037485 | 1.3594 | 2.2909 | 2.6854 | 3.1616
5 | 14000 | -0.25764 | 34.4447 | 0.096448 | -59.2748 | -5.223 | 1.8536 | 10.4022 | 4.6065 | 0.23868 | 0.49874 | 2.0494 | 0.23319 | 0.9275 | -0.19545 | 1.5116 | 2.3585 | 2.8654 | 2.8644
5 | 14500 | -0.32542 | 34.3803 | 0.057857 | -59.6253 | -5.3523 | 1.9353 | 10.4325 | 4.8047 | 0.36198 | 0.62146 | 2.2622 | 0.10093 | 1.1379 | -0.37822 | 1.6182 | 2.3305 | 2.8688 | 2.7687
5 | 15000 | -0.3604 | 34.4068 | 0.15472 | -59.4591 | -5.3477 | 1.9684 | 10.3479 | 4.8045 | 0.17344 | 0.704 | 2.3786 | 0.013557 | 0.99377 | -0.22913 | 1.5753 | 2.1782 | 2.9436 | 2.7537
5 | 15500 | -0.66418 | 34.183 | 0.34407 | -59.4809 | -5.4313 | 2.0166 | 10.2542 | 4.8333 | 0.26766 | 0.81385 | 2.5945 | 0.11143 | 0.82947 | -0.04533 | 1.5246 | 2.2535 | 2.5123 | 3.0833
5 | 16000 | -0.85043 | 34.2825 | 0.36874 | -59.5208 | -5.2944 | 2.1472 | 10.2739 | 4.9801 | 0.31382 | 0.61593 | 2.3412 | 0.19063 | 0.75103 | -0.16005 | 1.5138 | 2.3707 | 2.4218 | 3.2543
5 | 16500 | -0.78816 | 34.2932 | 0.33112 | -59.2877 | -5.1856 | 2.2511 | 10.2321 | 5.1651 | 0.2838 | 0.47722 | 2.3207 | 0.11993 | 0.78466 | -0.19179 | 1.5062 | 2.3494 | 2.2145 | 3.1242
5 | 17000 | -0.86481 | 34.2042 | 0.34803 | -58.9737 | -5.2682 | 2.2574 | 10.1757 | 5.3034 | 0.13276 | 0.49598 | 2.3924 | 0.13402 | 0.79365 | -0.34656 | 1.6172 | 2.3896 | 2.2706 | 2.9385
5 | 17500 | -0.96606 | 34.0231 | 0.43193 | -58.8346 | -5.2946 | 2.5678 | 10.2625 | 5.192 | 0.058987 | 0.40022 | 2.3289 | 0.1322 | 0.77976 | -0.53977 | 1.5 | 2.4086 | 2.5053 | 3.0435
5 | 18000 | -0.93627 | 33.9933 | 0.25665 | -58.8319 | -5.49 | 2.4859 | 10.4159 | 5.2298 | 0.070042 | 0.33026 | 2.3468 | 0.21024 | 0.7417 | -0.55675 | 1.41 | 2.4937 | 2.6909 | 3.1398
5 | 18500 | -0.88375 | 33.9931 | 0.20534 | -58.952 | -5.2926 | 2.5208 | 10.3366 | 5.2268 | 0.19332 | 0.23615 | 2.3852 | 0.23381 | 0.63995 | -0.53329 | 1.3528 | 2.4224 | 2.8173 | 3.0979
5 | 19000 | -0.87198 | 34.1503 | 0.23763 | -58.8457 | -5.2224 | 2.5498 | 10.4029 | 5.2671 | 0.18916 | 0.2022 | 2.4691 | 0.15538 | 0.52666 | -0.65358 | 1.3161 | 2.3334 | 2.8345 | 2.9594
5 | 19500 | -0.98128 | 33.9274 | 0.30603 | -58.7322 | -5.1988 | 2.5653 | 10.5173 | 5.2736 | 0.18887 | 0.18463 | 2.5443 | 0.28176 | 0.5235 | -0.5662 | 1.1733 | 2.3847 | 2.8648 | 2.743
5 | 20000 | -0.93807 | 33.9197 | 0.32125 | -58.9838 | -5.2591 | 2.4318 | 10.5193 | 5.3145 | 0.38251 | 0.31265 | 2.5489 | 0.27197 | 0.53248 | -0.37105 | 1.1413 | 2.2071 | 2.8001 | 2.8484
5 | 20500 | -0.78642 | 33.9212 | 0.35293 | -58.8843 | -5.2934 | 2.3532 | 10.5511 | 5.279 | 0.39898 | 0.28979 | 2.5114 | 0.22461 | 0.50497 | -0.24575 | 1.0158 | 2.1929 | 2.9696 | 2.6443
5 | 21000 | -0.88537 | 33.9502 | 0.37281 | -58.9479 | -5.2498 | 2.2679 | 10.584 | 5.2994 | 0.38598 | 0.28627 | 2.4108 | 0.31311 | 0.40738 | -0.24067 | 1.0281 | 2.3183 | 2.9822 | 2.7172
5 | 21500 | -0.87565 | 33.9347 | 0.26128 | -58.8459 | -5.0159 | 2.3343 | 10.4303 | 5.2783 | 0.036841 | 0.23208 | 2.5435 | 0.31482 | 0.33277 | -0.16242 | 1.062 | 2.2419 | 2.9969 | 2.9001
5 | 22000 | -0.76163 | 34.0594 | 0.40144 | -59.1635 | -4.9975 | 2.1718 | 10.6432 | 5.2767 | 0.018651 | 0.16151 | 2.5185 | 0.52993 | 0.24336 | -0.19677 | 0.95767 | 2.2528 | 2.9672 | 2.9173
5 | 22500 | -0.69934 | 33.9167 | 0.55257 | -59.0556 | -4.9814 | 2.2352 | 10.6973 | 5.065 | 0.13414 | 0.2294 | 2.576 | 0.42673 | 0.23467 | -0.1446 | 0.80988 | 2.2976 | 2.9675 | 2.7383
5 | 23000 | -0.83801 | 33.9778 | 0.59867 | -58.9841 | -4.9858 | 2.2679 | 10.6818 | 5.1773 | 0.25515 | 0.13866 | 2.4542 | 0.59225 | 0.19247 | -0.044309 | 0.73437 | 2.2164 | 2.8872 | 2.6781
5 | 23500 | -0.72456 | 33.8654 | 0.55192 | -58.8986 | -4.8752 | 2.208 | 10.6214 | 5.1792 | 0.2363 | 0.25819 | 2.4629 | 0.48428 | 0.30928 | -0.021503 | 0.79745 | 2.2384 | 2.8672 | 2.44
5 | 24000 | -0.68757 | 33.8543 | 0.70298 | -58.8127 | -4.959 | 2.1341 | 10.6137 | 5.114 | 0.21783 | 0.26112 | 2.3891 | 0.35176 | 0.34777 | 0.012835 | 0.85374 | 2.1758 | 2.9075 | 2.5226
5 | 24500 | -0.62681 | 33.9624 | 0.7926 | -58.8237 | -5.1057 | 2.1057 | 10.4913 | 5.1803 | 0.21267 | 0.13388 | 2.4321 | 0.2705 | 0.54051 | -0.042232 | 0.77053 | 2.1477 | 2.8639 | 2.6944
5 | 25000 | -0.74449 | 34.0459 | 0.85335 | -58.907 | -5.2366 | 2.0641 | 10.4001 | 5.2867 | 0.17905 | 0.24505 | 2.4496 | 0.3784 | 0.47855 | -0.028568 | 0.96475 | 2.1011 | 2.7408 | 2.7293
5 | 25500 | -0.75614 | 34.0987 | 0.82799 | -58.9261 | -5.2664 | 2.0508 | 10.2973 | 5.251 | 0.3744 | 0.20175 | 2.4548 | 0.47023 | 0.53586 | -0.037487 | 0.94572 | 2.0083 | 2.9863 | 2.4829
5 | 26000 | -0.72726 | 34.0744 | 0.84291 | -59.021 | -5.3214 | 2.1078 | 10.332 | 5.2208 | 0.40825 | 0.17444 | 2.3696 | 0.37586 | 0.53347 | -0.043228 | 0.97295 | 2.0807 | 3.1714 | 2.4483
5 | 26500 | -0.65258 | 34.0384 | 0.86512 | -59.0569 | -5.3896 | 2.166 | 10.3193 | 5.3402 | 0.3904 | 0.18836 | 2.4667 | 0.29122 | 0.43263 | 0.017951 | 1.0246 | 1.9702 | 3.1737 | 2.4144
5 | 27000 | -0.71157 | 34.1072 | 0.89864 | -58.9169 | -5.4264 | 2.2647 | 10.2154 | 5.3322 | 0.36639 | 0.13795 | 2.4681 | 0.1001 | 0.49247 | -0.058823 | 1.1006 | 2.0974 | 3.2515 | 2.2812
5 | 27500 | -0.7868 | 34.0246 | 0.93113 | -59.0406 | -5.4325 | 2.2895 | 10.1456 | 5.2225 | 0.371 | 0.090328 | 2.5454 | 0.081039 | 0.64592 | -0.06222 | 1.1156 | 2.173 | 3.3301 | 2.3563
5 | 28000 | -0.87795 | 33.9362 | 0.86218 | -58.9178 | -5.419 | 2.3404 | 10.1457 | 5.2441 | 0.40278 | 0.27188 | 2.5588 | 0.040598 | 0.69148 | -0.16645 | 1.1208 | 2.1248 | 3.4197 | 2.2219
5 | 28500 | -0.92669 | 33.9602 | 0.88682 | -58.9585 | -5.3806 | 2.3931 | 10.1021 | 5.1993 | 0.51701 | 0.26594 | 2.5187 | 0.080162 | 0.6846 | -0.16171 | 1.2328 | 2.0148 | 3.5419 | 2.0302
5 | 29000 | -0.88779 | 34.0464 | 0.80308 | -59.0756 | -5.3415 | 2.3288 | 10.1166 | 5.2232 | 0.47739 | 0.23088 | 2.515 | -0.071846 | 0.71918 | -0.042395 | 1.1658 | 2.0618 | 3.6171 | 2.1139
5 | 29500 | -0.89078 | 33.9777 | 0.90513 | -58.9521 | -5.3533 | 2.2152 | 10.0777 | 5.1565 | 0.35791 | 0.26087 | 2.526 | 0.042259 | 0.80719 | -0.15424 | 1.2022 | 2.0213 | 3.595 | 2.2053
5 | 30000 | -0.82994 | 33.9791 | 0.85132 | -58.9087 | -5.3208 | 2.256 | 10.0101 | 5.1369 | 0.30996 | 0.2569 | 2.5668 | 0.047351 | 0.82969 | -0.24916 | 1.206 | 2.0495 | 3.6437 | 2.1654
5 | 30500 | -0.7562 | 33.8668 | 0.90184 | -58.8473 | -5.2365 | 2.2285 | 9.9747 | 5.1377 | 0.31789 | 0.31362 | 2.5765 | 0.061114 | 0.68575 | -0.2053 | 1.1214 | 2.0421 | 3.5395 | 2.278
5 | 31000 | -0.65768 | 33.8695 | 0.99582 | -58.9346 | -5.243 | 2.1956 | 10.0699 | 5.1132 | 0.27509 | 0.36734 | 2.5989 | 0.077587 | 0.71668 | -0.27328 | 1.2582 | 1.8613 | 3.6011 | 2.1085
5 | 31500 | -0.58411 | 33.8835 | 0.9159 | -58.8558 | -5.2439 | 2.2658 | 10.1403 | 5.0593 | 0.3354 | 0.31104 | 2.5729 | 0.043378 | 0.66446 | -0.30637 | 1.2607 | 1.8011 | 3.4945 | 2.242
5 | 32000 | -0.59213 | 33.8796 | 0.92386 | -58.8268 | -5.2667 | 2.251 | 10.0787 | 5.0372 | 0.41818 | 0.27518 | 2.5572 | 0.02943 | 0.64793 | -0.33675 | 1.3197 | 1.719 | 3.4938 | 2.3916
5 | 32500 | -0.57015 | 33.8835 | 0.99563 | -58.8028 | -5.2561 | 2.1558 | 10.1489 | 5.0888 | 0.45537 | 0.26076 | 2.5336 | 0.20128 | 0.57775 | -0.36755 | 1.3252 | 1.7074 | 3.2903 | 2.3723
5 | 33000 | -0.52963 | 33.8943 | 0.91972 | -59.0314 | -5.2824 | 2.0444 | 10.1416 | 5.1229 | 0.43533 | 0.29428 | 2.5004 | 0.22184 | 0.64782 | -0.37351 | 1.3381 | 1.8068 | 3.3369 | 2.5125
5 | 33500 | -0.50822 | 33.878 | 0.9015 | -58.8962 | -5.2821 | 1.9454 | 10.0907 | 5.0748 | 0.48382 | 0.28659 | 2.5059 | 0.16308 | 0.66896 | -0.33587 | 1.3152 | 1.8006 | 3.3523 | 2.5555
5 | 34000 | -0.48898 | 33.9982 | 0.79749 | -59.1284 | -5.2032 | 1.8452 | 10.1588 | 5.1195 | 0.52738 | 0.24841 | 2.5568 | 0.21957 | 0.76554 | -0.35301 | 1.3701 | 1.769 | 3.1614 | 2.6361
5 | 34500 | -0.45982 | 33.9548 | 0.74456 | -59.2346 | -5.2492 | 1.9905 | 10.2367 | 5.1913 | 0.57715 | 0.29668 | 2.5988 | 0.25083 | 0.75722 | -0.31626 | 1.3093 | 1.7017 | 3.09 | 2.5604
5 | 35000 | -0.42463 | 33.891 | 0.71469 | -59.2589 | -5.1974 | 2.0406 | 10.2874 | 5.1482 | 0.57195 | 0.31587 | 2.636 | 0.29796 | 0.80939 | -0.3023 | 1.3421 | 1.6317 | 2.9954 | 2.501
5 | 35500 | -0.4088 | 33.8764 | 0.69176 | -59.2941 | -5.2425 | 2.0966 | 10.4129 | 5.1606 | 0.46453 | 0.32834 | 2.6145 | 0.2831 | 0.82652 | -0.25774 | 1.3453 | 1.6699 | 3.0305 | 2.4024
5 | 36000 | -0.41259 | 33.8394 | 0.64284 | -59.3151 | -5.2325 | 2.0819 | 10.4397 | 5.1572 | 0.50984 | 0.35654 | 2.664 | 0.24373 | 0.80817 | -0.24263 | 1.3126 | 1.7447 | 2.9918 | 2.4104
5 | 36500 | -0.30675 | 33.8238 | 0.58829 | -59.2475 | -5.1529 | 2.0262 | 10.4588 | 5.1339 | 0.49924 | 0.36476 | 2.665 | 0.21918 | 0.78333 | -0.31278 | 1.3308 | 1.5811 | 3.0748 | 2.4708
5 | 37000 | -0.34548 | 33.8063 | 0.62426 | -59.2014 | -5.1843 | 2.0511 | 10.4513 | 5.1761 | 0.48442 | 0.32376 | 2.7214 | 0.16902 | 0.76063 | -0.26797 | 1.3103 | 1.6024 | 3.1223 | 2.396
5 | 37500 | -0.30726 | 33.8438 | 0.61485 | -59.191 | -5.202 | 2.1233 | 10.5323 | 5.1684 | 0.50154 | 0.2591 | 2.7196 | 0.15723 | 0.7103 | -0.1985 | 1.2521 | 1.5428 | 3.1307 | 2.3425
5 | 38000 | -0.35573 | 33.8525 | 0.70909 | -59.2075 | -5.305 | 2.0358 | 10.4901 | 5.0947 | 0.53871 | 0.28542 | 2.7823 | 0.12176 | 0.72459 | -0.098981 | 1.276 | 1.4716 | 3.0933 | 2.4914
5 | 38500 | -0.36965 | 33.8727 | 0.7633 | -59.3099 | -5.3035 | 2.0473 | 10.4896 | 5.1462 | 0.50771 | 0.2715 | 2.8154 | 0.17838 | 0.71671 | -0.083985 | 1.3068 | 1.4688 | 3.0466 | 2.4361
5 | 39000 | -0.35685 | 33.9028 | 0.74735 | -59.2837 | -5.2631 | 2.0032 | 10.5294 | 5.1691 | 0.57792 | 0.2251 | 2.8095 | 0.21544 | 0.72614 | -0.096055 | 1.2758 | 1.3788 | 3.1168 | 2.3224
5 | 39500 | -0.41794 | 33.8733 | 0.71512 | -59.1765 | -5.2363 | 1.9915 | 10.5595 | 5.0346 | 0.58394 | 0.22693 | 2.7487 | 0.25756 | 0.80142 | -0.08537 | 1.2703 | 1.4015 | 3.1808 | 2.2708
5 | 40000 | -0.39393 | 33.8059 | 0.73755 | -59.0353 | -5.3453 | 2.0232 | 10.5702 | 5.035 | 0.62285 | 0.25025 | 2.7142 | 0.17806 | 0.78896 | -0.023376 | 1.2651 | 1.3743 | 3.1388 | 2.2935
5 | 40500 | -0.37224 | 33.8137 | 0.76824 | -59.106 | -5.4351 | 1.973 | 10.5575 | 5.1142 | 0.62055 | 0.23288 | 2.7922 | 0.12991 | 0.80829 | -0.027538 | 1.2882 | 1.3215 | 3.1699 | 2.3508
5 | 41000 | -0.44775 | 33.8535 | 0.70774 | -59.1495 | -5.406 | 2.0345 | 10.5953 | 5.0749 | 0.60782 | 0.14745 | 2.7876 | 0.16653 | 0.81374 | -0.038728 | 1.3182 | 1.3099 | 3.1805 | 2.4442
5 | 41500 | -0.39239 | 33.7188 | 0.79978 | -58.9225 | -5.3362 | 2.0924 | 10.4358 | 5.0373 | 0.6374 | 0.19743 | 2.7919 | 0.13596 | 0.77689 | -0.095602 | 1.2592 | 1.2668 | 3.1193 | 2.4778
5 | 42000 | -0.35352 | 33.669 | 0.66413 | -58.882 | -5.2926 | 2.0947 | 10.4348 | 4.9935 | 0.71022 | 0.22002 | 2.8205 | 0.15728 | 0.6539 | -0.055847 | 1.2421 | 1.2872 | 3.0881 | 2.5484
5 | 42500 | -0.3303 | 33.7127 | 0.59923 | -58.89 | -5.2887 | 2.0239 | 10.4193 | 5.0219 | 0.65891 | 0.28528 | 2.764 | 0.097005 | 0.69395 | 0.031875 | 1.2088 | 1.2612 | 3.1294 | 2.6015
5 | 43000 | -0.32565 | 33.7248 | 0.59898 | -58.8712 | -5.3413 | 2.0613 | 10.4643 | 5.041 | 0.62703 | 0.31039 | 2.7602 | 0.12335 | 0.65862 | 0.099721 | 1.2185 | 1.2787 | 3.0989 | 2.4724
5 | 43500 | -0.32755 | 33.6074 | 0.61094 | -58.8127 | -5.3589 | 2.0876 | 10.4554 | 5.0109 | 0.6648 | 0.33385 | 2.7722 | 0.066122 | 0.65024 | 0.12777 | 1.2047 | 1.2629 | 3.0832 | 2.561
5 | 44000 | -0.26214 | 33.5665 | 0.62106 | -58.8555 | -5.358 | 2.0833 | 10.4422 | 4.9943 | 0.67577 | 0.36927 | 2.8186 | -0.0044016 | 0.71244 | 0.079372 | 1.1316 | 1.2527 | 3.1102 | 2.6229
5 | 44500 | -0.30929 | 33.5563 | 0.59039 | -58.8071 | -5.2893 | 2.1153 | 10.474 | 5.0021 | 0.62717 | 0.31582 | 2.825 | 0.026624 | 0.66711 | 0.12404 | 1.2043 | 1.2212 | 3.0947 | 2.5617
5 | 45000 | -0.317 | 33.535 | 0.67524 | -58.8603 | -5.2843 | 2.0949 | 10.4457 | 5.0783 | 0.56823 | 0.29831 | 2.8323 | 0.034371 | 0.6411 | 0.079886 | 1.2386 | 1.2477 | 3.1081 | 2.5838
5 | 45500 | -0.33588 | 33.4819 | 0.65214 | -58.8297 | -5.2534 | 2.0378 | 10.409 | 5.0462 | 0.5553 | 0.32296 | 2.8616 | 0.034073 | 0.66697 | 0.12377 | 1.2602 | 1.2821 | 3.066 | 2.6189
5 | 46000 | -0.29731 | 33.4986 | 0.67051 | -58.9101 | -5.3186 | 2.0436 | 10.4234 | 4.9875 | 0.60857 | 0.31573 | 2.8467 | 0.078276 | 0.68605 | 0.18286 | 1.2496 | 1.249 | 3.0682 | 2.6176
5 | 46500 | -0.26985 | 33.4412 | 0.64393 | -58.9991 | -5.2373 | 2.0059 | 10.4426 | 5.0125 | 0.56136 | 0.33446 | 2.8323 | 0.11098 | 0.70602 | 0.10633 | 1.2425 | 1.1755 | 3.1491 | 2.7417
5 | 47000 | -0.2172 | 33.4276 | 0.67354 | -59.0364 | -5.1625 | 1.9843 | 10.46 | 4.9833 | 0.56296 | 0.29594 | 2.8395 | 0.09121 | 0.76203 | 0.096877 | 1.2179 | 1.1521 | 3.1802 | 2.6886
5 | 47500 | -0.20432 | 33.3616 | 0.72442 | -59.0009 | -5.1785 | 2.0047 | 10.4286 | 5.0101 | 0.5097 | 0.23634 | 2.8594 | 0.12766 | 0.71924 | 0.12243 | 1.2067 | 1.2516 | 3.152 | 2.6693
5 | 48000 | -0.18604 | 33.3935 | 0.78697 | -58.9634 | -5.2749 | 2.0824 | 10.4434 | 4.8988 | 0.54251 | 0.27573 | 2.8731 | 0.087068 | 0.73989 | 0.072608 | 1.1506 | 1.2852 | 3.1546 | 2.6381
5 | 48500 | -0.14536 | 33.4643 | 0.78238 | -58.9504 | -5.308 | 2.1449 | 10.4125 | 4.8382 | 0.51163 | 0.32111 | 2.9034 | 0.039151 | 0.72896 | 0.083617 | 1.1008 | 1.2905 | 3.1705 | 2.6118
5 | 49000 | -0.12114 | 33.5365 | 0.75733 | -59.0601 | -5.3128 | 2.0925 | 10.4375 | 4.855 | 0.51162 | 0.36261 | 2.9001 | 0.072489 | 0.70454 | 0.13043 | 1.0725 | 1.3241 | 3.129 | 2.608
5 | 49500 | -0.18634 | 33.6745 | 0.76166 | -59.1216 | -5.3272 | 2.1768 | 10.4542 | 4.8683 | 0.5404 | 0.38248 | 2.9289 | 0.065074 | 0.64257 | 0.068785 | 1.0898 | 1.2743 | 3.1103 | 2.5971
5 | 50000 | -0.20119 | 33.7298 | 0.70111 | -59.0787 | -5.305 | 2.1815 | 10.4242 | 4.8407 | 0.53278 | 0.34837 | 2.9366 | 0.087902 | 0.54421 | 0.037761 | 1.1212 | 1.2855 | 3.1735 | 2.6397
5 | 50500 | -0.21112 | 33.6768 | 0.71023 | -58.9946 | -5.3077 | 2.1212 | 10.4137 | 4.9258 | 0.5383 | 0.32865 | 2.9263 | 0.18759 | 0.47782 | 0.069625 | 1.1288 | 1.204 | 3.1913 | 2.6134
5 | 51000 | -0.1569 | 33.6628 | 0.68695 | -59.075 | -5.3344 | 2.0716 | 10.4291 | 4.9727 | 0.48808 | 0.39692 | 2.9534 | 0.24252 | 0.44939 | 0.090708 | 1.0794 | 1.2598 | 3.2876 | 2.4954
5 | 51500 | -0.19008 | 33.7276 | 0.65369 | -59.1078 | -5.3415 | 2.0927 | 10.4582 | 4.9785 | 0.48251 | 0.40981 | 2.9882 | 0.20365 | 0.4075 | 0.0708 | 1.1242 | 1.3345 | 3.218 | 2.4896
5 | 52000 | -0.1818 | 33.7438 | 0.63224 | -59.229 | -5.3 | 2.1414 | 10.461 | 4.9383 | 0.53651 | 0.38257 | 2.9596 | 0.17204 | 0.41358 | 0.052586 | 1.1451 | 1.3697 | 3.2339 | 2.5286
5 | 52500 | -0.21648 | 33.7488 | 0.64463 | -59.3044 | -5.2407 | 2.1368 | 10.4705 | 4.9757 | 0.49507 | 0.43144 | 2.9635 | 0.14519 | 0.42451 | 0.0051276 | 1.1621 | 1.4366 | 3.1738 | 2.5477
5 | 53000 | -0.19069 | 33.7334 | 0.62389 | -59.2845 | -5.363 | 2.1225 | 10.489 | 4.9092 | 0.51125 | 0.49329 | 3.0148 | 0.10682 | 0.49229 | 0.066563 | 1.1471 | 1.3807 | 3.3028 | 2.4447
5 | 53500 | -0.19968 | 33.7445 | 0.621 | -59.309 | -5.3748 | 2.1555 | 10.4747 | 4.9251 | 0.52748 | 0.54833 | 3.0004 | 0.098243 | 0.52354 | 0.14303 | 1.1955 | 1.312 | 3.284 | 2.3302
5 | 54000 | -0.17473 | 33.7116 | 0.56526 | -59.365 | -5.3264 | 2.1258 | 10.4255 | 4.8928 | 0.56779 | 0.52833 | 2.9644 | 0.18404 | 0.49509 | 0.13882 | 1.1799 | 1.3679 | 3.2863 | 2.4326
5 | 54500 | -0.20622 | 33.6954 | 0.49826 | -59.3124 | -5.2658 | 2.1136 | 10.4774 | 4.9175 | 0.55567 | 0.50062 | 2.9507 | 0.20567 | 0.44684 | 0.11241 | 1.1916 | 1.3711 | 3.2613 | 2.4862
5 | 55000 | -0.22801 | 33.6786 | 0.47772 | -59.3772 | -5.2438 | 2.085 | 10.5199 | 4.9083 | 0.50034 | 0.53368 | 2.9915 | 0.27628 | 0.44718 | 0.098066 | 1.2257 | 1.3542 | 3.2509 | 2.5015
5 | 55500 | -0.16468 | 33.7142 | 0.43097 | -59.2565 | -5.276 | 2.0914 | 10.5593 | 4.9113 | 0.47697 | 0.49516 | 2.9708 | 0.21887 | 0.41347 | 0.094264 | 1.2259 | 1.3652 | 3.2788 | 2.4507
5 | 56000 | -0.23733 | 33.7288 | 0.35693 | -59.1536 | -5.2652 | 2.0957 | 10.537 | 4.8884 | 0.47681 | 0.48339 | 3.0119 | 0.20736 | 0.42317 | 0.10054 | 1.2286 | 1.3561 | 3.3045 | 2.457
5 | 56500 | -0.16263 | 33.7302 | 0.35271 | -59.0994 | -5.3032 | 2.1007 | 10.5376 | 4.8777 | 0.48976 | 0.49752 | 3.0092 | 0.15225 | 0.45479 | 0.02435 | 1.2053 | 1.3308 | 3.2598 | 2.5426
5 | 57000 | -0.13852 | 33.7708 | 0.3489 | -59.1412 | -5.3133 | 2.0441 | 10.5408 | 4.8964 | 0.49994 | 0.58915 | 3.0305 | 0.18414 | 0.4064 | 0.00698 | 1.1599 | 1.2429 | 3.229 | 2.643
5 | 57500 | -0.12752 | 33.8068 | 0.39338 | -59.1996 | -5.255 | 1.996 | 10.5773 | 4.8146 | 0.5463 | 0.60205 | 3.0357 | 0.18919 | 0.38841 | 0.015532 | 1.1195 | 1.2023 | 3.2065 | 2.6886
5 | 58000 | -0.087613 | 33.804 | 0.37761 | -59.1896 | -5.21 | 1.9527 | 10.5603 | 4.8322 | 0.55504 | 0.56577 | 3.029 | 0.22716 | 0.37394 | 0.014929 | 1.1261 | 1.2644 | 3.1718 | 2.6323
5 | 58500 | -0.078939 | 33.8516 | 0.32083 | -59.1318 | -5.1594 | 1.9722 | 10.6227 | 4.8529 | 0.57214 | 0.56414 | 3.0035 | 0.1747 | 0.31608 | 0.040999 | 1.0965 | 1.2956 | 3.1512 | 2.5353
5 | 59000 | -0.035398 | 33.8928 | 0.32406 | -59.173 | -5.1299 | 1.9912 | 10.6236 | 4.8599 | 0.60495 | 0.54703 | 3.0409 | 0.19565 | 0.33149 | -0.0027071 | 1.1198 | 1.2539 | 3.0515 | 2.5044
5 | 59500 | -0.029118 | 33.9383 | 0.33769 | -59.1891 | -5.1245 | 2.0035 | 10.6452 | 4.8231 | 0.62068 | 0.53055 | 3.0365 | 0.22403 | 0.31649 | 0.0058052 | 1.1139 | 1.2466 | 3.0672 | 2.4333
5 | 60000 | 0.027628 | 33.9128 | 0.39847 | -59.1671 | -5.0926 | 2.0601 | 10.5835 | 4.8243 | 0.58819 | 0.51605 | 3.046 | 0.2031 | 0.25474 | 0.016787 | 1.1168 | 1.2329 | 3.0876 | 2.3908
5 | 60500 | 0.02798 | 33.9164 | 0.36001 | -59.0468 | -5.077 | 1.9906 | 10.5979 | 4.8146 | 0.65271 | 0.51037 | 3.0398 | 0.20881 | 0.2532 | -0.038638 | 1.1111 | 1.2627 | 3.0414 | 2.375
5 | 61000 | 0.043221 | 33.9335 | 0.33141 | -59.1026 | -5.1158 | 1.9662 | 10.5632 | 4.8162 | 0.64665 | 0.58833 | 3.0654 | 0.23992 | 0.23266 | 0.016577 | 1.0845 | 1.2661 | 3.0763 | 2.3482
5 | 61500 | 0.06358 | 33.8517 | 0.36759 | -59.0403 | -5.103 | 1.9206 | 10.6006 | 4.737 | 0.66397 | 0.58987 | 3.0267 | 0.24512 | 0.23956 | -0.030711 | 1.0377 | 1.2855 | 3.1021 | 2.4425
5 | 62000 | 0.086947 | 33.8181 | 0.38995 | -58.968 | -5.09 | 1.9214 | 10.5851 | 4.7523 | 0.59687 | 0.6039 | 3.0444 | 0.2206 | 0.26619 | -0.079636 | 1.0091 | 1.2837 | 3.0951 | 2.464
5 | 62500 | 0.081974 | 33.8544 | 0.36038 | -58.9274 | -5.0928 | 1.9235 | 10.5736 | 4.8045 | 0.6099 | 0.58223 | 3.0478 | 0.17654 | 0.26002 | -0.073975 | 1.0311 | 1.2616 | 3.0215 | 2.505
5 | 63000 | 0.069817 | 33.8401 | 0.36509 | -58.9279 | -5.0483 | 1.9432 | 10.5712 | 4.7928 | 0.5895 | 0.60903 | 3.0278 | 0.18123 | 0.24516 | -0.08381 | 1.0459 | 1.2442 | 2.9781 | 2.5567
5 | 63500 | 0.040233 | 33.8572 | 0.31366 | -58.9729 | -5.0317 | 1.9693 | 10.5906 | 4.8336 | 0.59999 | 0.58292 | 2.9723 | 0.17258 | 0.27602 | -0.13387 | 1.0672 | 1.2022 | 3.0206 | 2.6399
5 | 64000 | -0.010365 | 33.7771 | 0.28274 | -58.8347 | -5.0291 | 1.9592 | 10.5615 | 4.8351 | 0.56316 | 0.59707 | 2.937 | 0.20619 | 0.29392 | -0.18878 | 1.1097 | 1.215 | 3.0853 | 2.6399
5 | 64500 | 0.021081 | 33.7854 | 0.29202 | -58.8746 | -5.0655 | 1.9479 | 10.5665 | 4.8463 | 0.54231 | 0.59856 | 2.9346 | 0.24539 | 0.28826 | -0.21999 | 1.1169 | 1.213 | 3.1336 | 2.6284
5 | 65000 | 0.015 | 33.794 | 0.29006 | -58.8855 | -5.1091 | 1.956 | 10.5651 | 4.7941 | 0.46577 | 0.6052 | 2.954 | 0.25745 | 0.27783 | -0.19539 | 1.1047 | 1.2485 | 3.1503 | 2.7121
5 | 65500 | -0.055608 | 33.814 | 0.25804 | -58.9083 | -5.1125 | 1.9374 | 10.5654 | 4.791 | 0.5172 | 0.59349 | 2.9465 | 0.27442 | 0.26002 | -0.15836 | 1.1235 | 1.281 | 3.1743 | 2.6984
5 | 66000 | -0.051132 | 33.8176 | 0.2515 | -58.9678 | -5.0874 | 1.9396 | 10.5405 | 4.8607 | 0.52362 | 0.59335 | 2.9491 | 0.29876 | 0.2343 | -0.10788 | 1.1173 | 1.2987 | 3.1226 | 2.6666
5 | 66500 | -0.040457 | 33.818 | 0.25018 | -58.9851 | -5.0784 | 1.9285 | 10.5329 | 4.8177 | 0.55996 | 0.68544 | 2.9519 | 0.32167 | 0.21519 | -0.15086 | 1.1139 | 1.3147 | 3.0825 | 2.6623
5 | 67000 | 0.0027826 | 33.7995 | 0.24104 | -58.9466 | -5.0623 | 1.905 | 10.4721 | 4.8149 | 0.58225 | 0.68401 | 2.9476 | 0.32669 | 0.16693 | -0.14761 | 1.1278 | 1.2931 | 3.1912 | 2.6018
5 | 67500 | -0.020748 | 33.7921 | 0.23373 | -58.9149 | -5.0617 | 1.9076 | 10.4799 | 4.8306 | 0.54835 | 0.70842 | 2.9565 | 0.36187 | 0.17985 | -0.131 | 1.1748 | 1.2709 | 3.1364 | 2.5473
5 | 68000 | -0.025484 | 33.7845 | 0.25618 | -58.9657 | -5.0421 | 1.9178 | 10.5121 | 4.7944 | 0.59682 | 0.70966 | 3.0036 | 0.36052 | 0.23359 | -0.14925 | 1.1775 | 1.257 | 3.0858 | 2.493
5 | 68500 | -0.019047 | 33.7906 | 0.25915 | -58.9773 | -5.0867 | 1.9278 | 10.5278 | 4.7544 | 0.61654 | 0.7182 | 2.9967 | 0.37397 | 0.2202 | -0.15251 | 1.193 | 1.2669 | 3.1213 | 2.469
5 | 69000 | -0.023642 | 33.8552 | 0.29847 | -59.0484 | -5.0885 | 1.9085 | 10.5535 | 4.7768 | 0.60807 | 0.69008 | 3.0211 | 0.39226 | 0.1948 | -0.16422 | 1.2029 | 1.2484 | 3.1465 | 2.4282
5 | 69500 | -0.026256 | 33.8522 | 0.24604 | -59.0739 | -5.0601 | 1.9346 | 10.5499 | 4.8095 | 0.5881 | 0.71399 | 3.0001 | 0.36663 | 0.20061 | -0.12924 | 1.2072 | 1.2294 | 3.1489 | 2.4423
5 | 70000 | -0.040722 | 33.8106 | 0.2487 | -59.0897 | -5.0201 | 1.9775 | 10.5584 | 4.8507 | 0.62141 | 0.72739 | 2.9884 | 0.38072 | 0.21261 | -0.19026 | 1.1824 | 1.2603 | 3.1272 | 2.3944
5 | 70500 | 0.010637 | 33.8343 | 0.23411 | -59.1134 | -5.0345 | 1.9668 | 10.5251 | 4.7974 | 0.6486 | 0.75376 | 2.9974 | 0.42268 | 0.18575 | -0.20759 | 1.1836 | 1.2795 | 3.1496 | 2.3661
5 | 71000 | 0.022281 | 33.8195 | 0.20491 | -59.1099 | -5.0174 | 1.9917 | 10.5506 | 4.768 | 0.66003 | 0.76003 | 2.9759 | 0.46851 | 0.20049 | -0.17679 | 1.1796 | 1.2369 | 3.116 | 2.3496
5 | 71500 | 0.06914 | 33.8678 | 0.21141 | -59.1817 | -5.0475 | 2.028 | 10.5418 | 4.7396 | 0.6153 | 0.7875 | 2.9944 | 0.46038 | 0.1704 | -0.19631 | 1.1559 | 1.2519 | 3.1242 | 2.4078
5 | 72000 | 0.098372 | 33.8385 | 0.18204 | -59.1145 | -5.0834 | 2.004 | 10.5584 | 4.6827 | 0.67738 | 0.7632 | 3.0028 | 0.45393 | 0.21548 | -0.25022 | 1.184 | 1.2375 | 3.104 | 2.4458
5 | 72500 | 0.079226 | 33.8523 | 0.19332 | -59.1321 | -5.0785 | 1.979 | 10.5425 | 4.6795 | 0.67939 | 0.74378 | 3.0126 | 0.47739 | 0.24778 | -0.2307 | 1.2033 | 1.241 | 3.064 | 2.4464
5 | 73000 | 0.071335 | 33.8342 | 0.17505 | -59.0993 | -5.0824 | 1.9598 | 10.5215 | 4.603 | 0.73442 | 0.75697 | 2.9528 | 0.49864 | 0.27022 | -0.22256 | 1.2499 | 1.2191 | 3.0941 | 2.4633
5 | 73500 | 0.096119 | 33.8482 | 0.15886 | -59.0977 | -5.121 | 1.9664 | 10.5356 | 4.5915 | 0.74186 | 0.73246 | 2.9535 | 0.54101 | 0.25461 | -0.19063 | 1.2784 | 1.2008 | 3.0593 | 2.4508
5 | 74000 | 0.083942 | 33.8431 | 0.17246 | -59.175 | -5.0702 | 1.9799 | 10.5322 | 4.6228 | 0.73645 | 0.71512 | 2.9753 | 0.58957 | 0.24266 | -0.16675 | 1.3411 | 1.1882 | 2.9547 | 2.4344
5 | 74500 | 0.095746 | 33.8345 | 0.21713 | -59.1452 | -5.1148 | 2.037 | 10.5652 | 4.6341 | 0.73474 | 0.72967 | 2.9301 | 0.55196 | 0.20957 | -0.20555 | 1.3418 | 1.2233 | 2.926 | 2.4347
5 | 75000 | 0.041508 | 33.8192 | 0.24379 | -59.1243 | -5.0811 | 2.0314 | 10.5673 | 4.6111 | 0.77682 | 0.71703 | 2.9488 | 0.54025 | 0.21559 | -0.22689 | 1.3337 | 1.1916 | 2.9104 | 2.4837
5 | 75500 | 0.015469 | 33.8115 | 0.23888 | -59.1396 | -5.1144 | 2.0605 | 10.5803 | 4.6188 | 0.81306 | 0.73285 | 2.9202 | 0.56387 | 0.19507 | -0.24666 | 1.3327 | 1.1709 | 2.9478 | 2.4989
5 | 76000 | -0.019306 | 33.7957 | 0.24992 | -59.1298 | -5.1209 | 2.0499 | 10.5189 | 4.5738 | 0.80719 | 0.76383 | 2.9608 | 0.56364 | 0.17216 | -0.23067 | 1.3701 | 1.1803 | 2.965 | 2.5295
5 | 76500 | -0.068101 | 33.7925 | 0.24285 | -59.1203 | -5.1088 | 2.0477 | 10.5061 | 4.5215 | 0.89339 | 0.74515 | 2.9748 | 0.57029 | 0.19715 | -0.19677 | 1.3362 | 1.1804 | 2.9702 | 2.5158
5 | 77000 | -0.066704 | 33.804 | 0.28077 | -59.1192 | -5.1354 | 2.0302 | 10.5226 | 4.5332 | 0.89737 | 0.70984 | 3.0154 | 0.5245 | 0.17631 | -0.15539 | 1.3661 | 1.1652 | 3.0053 | 2.4459
5 | 77500 | -0.1204 | 33.8233 | 0.30278 | -59.1187 | -5.1719 | 2.0036 | 10.5208 | 4.5346 | 0.88563 | 0.74336 | 3.0242 | 0.51362 | 0.16624 | -0.18025 | 1.3651 | 1.2322 | 2.9983 | 2.4774
5 | 78000 | -0.093681 | 33.8249 | 0.30731 | -59.0806 | -5.1476 | 1.9772 | 10.4857 | 4.5121 | 0.9241 | 0.75389 | 3.0113 | 0.53491 | 0.20167 | -0.18558 | 1.3563 | 1.202 | 2.9702 | 2.4457
5 | 78500 | -0.10047 | 33.8397 | 0.31152 | -59.0384 | -5.1479 | 1.9301 | 10.4908 | 4.4868 | 0.92965 | 0.75023 | 2.9788 | 0.50293 | 0.19763 | -0.16127 | 1.3742 | 1.198 | 3.0026 | 2.455
5 | 79000 | -0.11559 | 33.828 | 0.3395 | -58.999 | -5.1542 | 1.9092 | 10.4749 | 4.4907 | 0.8861 | 0.76677 | 2.999 | 0.53539 | 0.15181 | -0.14786 | 1.365 | 1.168 | 3.0186 | 2.4836
5 | 79500 | -0.10737 | 33.8417 | 0.3299 | -59.0348 | -5.1965 | 1.9329 | 10.4826 | 4.5321 | 0.86641 | 0.76891 | 3.0123 | 0.53476 | 0.13728 | -0.16509 | 1.4024 | 1.1845 | 3.0358 | 2.4423
5 | 80000 | -0.099659 | 33.8075 | 0.32768 | -58.9917 | -5.1714 | 1.9661 | 10.4858 | 4.5365 | 0.83053 | 0.81754 | 2.9973 | 0.5788 | 0.14812 | -0.20555 | 1.3904 | 1.1135 | 3.0211 | 2.4474
5 | 80500 | -0.097689 | 33.8826 | 0.29522 | -59.0674 | -5.1679 | 1.9257 | 10.4933 | 4.5452 | 0.85483 | 0.80042 | 3.0335 | 0.60237 | 0.10677 | -0.21075 | 1.4075 | 1.1058 | 3.1032 | 2.3872
5 | 81000 | -0.10231 | 33.8619 | 0.30361 | -59.0871 | -5.1913 | 1.9252 | 10.4995 | 4.5357 | 0.81003 | 0.84939 | 3.0334 | 0.58958 | 0.10321 | -0.19732 | 1.4469 | 1.1214 | 3.1089 | 2.3893
5 | 81500 | -0.080892 | 33.8711 | 0.28852 | -59.0504 | -5.2108 | 1.9431 | 10.5191 | 4.5569 | 0.80456 | 0.8507 | 2.9852 | 0.58083 | 0.099419 | -0.19486 | 1.4946 | 1.0908 | 3.0574 | 2.3949
5 | 82000 | -0.069223 | 33.8848 | 0.29624 | -58.9651 | -5.2288 | 1.9508 | 10.4764 | 4.5807 | 0.8338 | 0.85756 | 3.0082 | 0.54834 | 0.092098 | -0.19493 | 1.4687 | 1.0809 | 3.0342 | 2.3452
5 | 82500 | -0.062076 | 33.9003 | 0.30544 | -58.9719 | -5.2491 | 1.9448 | 10.4707 | 4.5544 | 0.85657 | 0.83227 | 3.0195 | 0.5337 | 0.088371 | -0.17396 | 1.4955 | 1.0575 | 3.0113 | 2.3867
5 | 83000 | -0.041487 | 33.917 | 0.2642 | -58.9932 | -5.279 | 1.94 | 10.5173 | 4.5555 | 0.86057 | 0.80691 | 2.9988 | 0.5357 | 0.096982 | -0.12801 | 1.5123 | 1.0814 | 2.9741 | 2.381
5 | 83500 | -0.053814 | 33.9087 | 0.22181 | -58.996 | -5.2961 | 1.9108 | 10.4797 | 4.5627 | 0.88366 | 0.79109 | 3.001 | 0.5487 | 0.11168 | -0.14263 | 1.5159 | 1.1155 | 3.0353 | 2.4019
5 | 84000 | -0.061251 | 33.929 | 0.2069 | -59.0608 | -5.3086 | 1.9268 | 10.5127 | 4.5802 | 0.88483 | 0.80863 | 2.9724 | 0.55917 | 0.1105 | -0.14325 | 1.5433 | 1.0963 | 3.0356 | 2.4075
5 | 84500 | -0.090859 | 33.931 | 0.21696 | -59.0469 | -5.3106 | 1.9574 | 10.5278 | 4.611 | 0.87971 | 0.81212 | 2.9417 | 0.57249 | 0.1132 | -0.14357 | 1.5656 | 1.1073 | 2.9754 | 2.3804
5 | 85000 | -0.097079 | 33.8947 | 0.20835 | -59.006 | -5.2966 | 1.9565 | 10.4876 | 4.6011 | 0.906 | 0.81927 | 2.927 | 0.58963 | 0.062208 | -0.12526 | 1.5789 | 1.1402 | 2.9604 | 2.3928
5 | 85500 | -0.09635 | 33.8651 | 0.2541 | -58.9826 | -5.3338 | 1.91 | 10.5288 | 4.6421 | 0.94484 | 0.79527 | 2.9243 | 0.60861 | 0.048385 | -0.14866 | 1.5574 | 1.1266 | 2.975 | 2.381
5 | 86000 | -0.15211 | 33.8873 | 0.22151 | -59.028 | -5.3424 | 1.9415 | 10.5477 | 4.6827 | 0.92922 | 0.78375 | 2.9138 | 0.61767 | 0.074617 | -0.12399 | 1.5676 | 1.1373 | 2.9309 | 2.4108
5 | 86500 | -0.15761 | 33.8622 | 0.19397 | -59.0619 | -5.3068 | 1.987 | 10.5508 | 4.6804 | 0.94411 | 0.75186 | 2.9059 | 0.6039 | 0.096792 | -0.16184 | 1.5593 | 1.1596 | 2.9403 | 2.4521
5 | 87000 | -0.18156 | 33.8499 | 0.14553 | -59.0244 | -5.2988 | 1.9812 | 10.5573 | 4.6701 | 0.95524 | 0.80873 | 2.8973 | 0.58627 | 0.067093 | -0.16558 | 1.5512 | 1.1707 | 2.9532 | 2.4765
5 | 87500 | -0.16138 | 33.8011 | 0.13581 | -58.9957 | -5.2988 | 1.9874 | 10.5418 | 4.663 | 0.95341 | 0.80763 | 2.9261 | 0.56617 | 0.039348 | -0.15841 | 1.5365 | 1.1708 | 2.9399 | 2.5454
5 | 88000 | -0.11858 | 33.7809 | 0.1314 | -59.0185 | -5.2801 | 1.9877 | 10.5573 | 4.7152 | 0.94553 | 0.79932 | 2.8996 | 0.54646 | 0.07344 | -0.16007 | 1.5927 | 1.1742 | 2.8759 | 2.4978
5 | 88500 | -0.15449 | 33.8192 | 0.15331 | -58.9855 | -5.3115 | 1.9849 | 10.5497 | 4.6964 | 0.98827 | 0.76966 | 2.8898 | 0.54323 | 0.061285 | -0.19121 | 1.6203 | 1.1658 | 2.8844 | 2.5164
5 | 89000 | -0.14803 | 33.8596 | 0.12807 | -58.9965 | -5.3247 | 2.0125 | 10.5698 | 4.655 | 0.99078 | 0.81273 | 2.8883 | 0.57087 | 0.07046 | -0.17247 | 1.5914 | 1.127 | 2.8544 | 2.5108
5 | 89500 | -0.11341 | 33.8702 | 0.13177 | -59.0258 | -5.3383 | 2.0395 | 10.5574 | 4.681 | 0.98255 | 0.81186 | 2.893 | 0.57006 | 0.078397 | -0.17174 | 1.6125 | 1.1086 | 2.7952 | 2.5173
5 | 90000 | -0.10598 | 33.9025 | 0.1598 | -59.0907 | -5.3368 | 2.0281 | 10.5773 | 4.7133 | 0.9883 | 0.78307 | 2.914 | 0.54924 | 0.086312 | -0.17543 | 1.6163 | 1.0995 | 2.8386 | 2.4525
5 | 90500 | -0.086693 | 33.8977 | 0.21003 | -59.0625 | -5.3261 | 1.9925 | 10.5579 | 4.7091 | 0.95013 | 0.78862 | 2.9099 | 0.56495 | 0.10551 | -0.20132 | 1.6245 | 1.1062 | 2.8506 | 2.4091
5 | 91000 | -0.074297 | 33.908 | 0.17611 | -59.038 | -5.3287 | 2.0004 | 10.5136 | 4.7107 | 0.95823 | 0.80237 | 2.9133 | 0.57755 | 0.10173 | -0.18799 | 1.6223 | 1.1339 | 2.8488 | 2.3619
5 | 91500 | -0.072314 | 33.8453 | 0.20745 | -59.0109 | -5.3681 | 1.9923 | 10.5098 | 4.7259 | 0.94945 | 0.79703 | 2.9272 | 0.58885 | 0.11243 | -0.16357 | 1.6177 | 1.13 | 2.831 | 2.3805
5 | 92000 | -0.089287 | 33.8352 | 0.21659 | -58.9691 | -5.3654 | 2.0084 | 10.5383 | 4.7098 | 0.98701 | 0.78148 | 2.931 | 0.6073 | 0.093879 | -0.2004 | 1.6362 | 1.0944 | 2.8704 | 2.3142
5 | 92500 | -0.096729 | 33.8548 | 0.19543 | -58.9639 | -5.3733 | 1.9808 | 10.5483 | 4.7309 | 0.99428 | 0.74352 | 2.9391 | 0.5817 | 0.099871 | -0.21603 | 1.6812 | 1.1068 | 2.8826 | 2.3107
5 | 93000 | -0.11293 | 33.8682 | 0.1798 | -58.9903 | -5.3742 | 1.989 | 10.524 | 4.7135 | 1.0023 | 0.74706 | 2.9542 | 0.57841 | 0.093593 | -0.18766 | 1.6949 | 1.1228 | 2.8922 | 2.3051
5 | 93500 | -0.093406 | 33.8699 | 0.17171 | -58.9681 | -5.3592 | 2.0001 | 10.4887 | 4.656 | 1.0142 | 0.73159 | 2.943 | 0.59085 | 0.092747 | -0.17405 | 1.7154 | 1.124 | 2.8977 | 2.2988
5 | 94000 | -0.089075 | 33.8794 | 0.15528 | -58.9532 | -5.3381 | 1.9977 | 10.4476 | 4.6776 | 0.99515 | 0.74299 | 2.9409 | 0.57313 | 0.098554 | -0.19121 | 1.7222 | 1.1457 | 2.9369 | 2.2585
5 | 94500 | -0.084652 | 33.889 | 0.12181 | -58.9703 | -5.3351 | 1.9931 | 10.4403 | 4.6619 | 1.0103 | 0.72768 | 2.9532 | 0.59338 | 0.11427 | -0.17356 | 1.7245 | 1.1634 | 2.9036 | 2.2671
5 | 95000 | -0.083258 | 33.8378 | 0.12097 | -58.9368 | -5.332 | 1.9983 | 10.3996 | 4.6898 | 0.98913 | 0.72391 | 2.9627 | 0.57514 | 0.08957 | -0.18414 | 1.7309 | 1.1471 | 2.9653 | 2.3059
5 | 95500 | -0.045365 | 33.8144 | 0.09105 | -58.9591 | -5.3213 | 1.9734 | 10.4135 | 4.6824 | 1.0019 | 0.75219 | 2.9486 | 0.57485 | 0.1103 | -0.1635 | 1.7157 | 1.1626 | 2.9634 | 2.285
5 | 96000 | -0.023834 | 33.8781 | 0.089488 | -59.0609 | -5.3217 | 1.997 | 10.4403 | 4.673 | 0.98966 | 0.74937 | 2.9326 | 0.61302 | 0.10981 | -0.22694 | 1.6958 | 1.1995 | 2.9861 | 2.2795
5 | 96500 | -0.077015 | 33.8683 | 0.09758 | -59.0311 | -5.3194 | 2.0286 | 10.4782 | 4.6646 | 1.0098 | 0.72836 | 2.9224 | 0.6126 | 0.10977 | -0.23995 | 1.6805 | 1.1791 | 3.0049 | 2.2828
5 | 97000 | -0.062636 | 33.8217 | 0.10662 | -59.0022 | -5.3251 | 2.0079 | 10.4467 | 4.6804 | 1.0139 | 0.71454 | 2.9472 | 0.5912 | 0.081537 | -0.23227 | 1.692 | 1.2048 | 2.9899 | 2.3238
5 | 97500 | -0.048557 | 33.8357 | 0.095659 | -58.9848 | -5.328 | 1.9868 | 10.4653 | 4.6484 | 1.0266 | 0.71153 | 2.9434 | 0.58298 | 0.080435 | -0.24497 | 1.6757 | 1.2015 | 3.0096 | 2.3427
5 | 98000 | -0.06421 | 33.8246 | 0.096078 | -59.017 | -5.3358 | 1.9894 | 10.4413 | 4.6317 | 1.0426 | 0.71858 | 2.947 | 0.58238 | 0.073445 | -0.23858 | 1.704 | 1.2103 | 3.0025 | 2.3918
5 | 98500 | -0.051481 | 33.7814 | 0.08471 | -58.9301 | -5.2983 | 1.9884 | 10.4064 | 4.6027 | 1.0392 | 0.68607 | 2.9541 | 0.58676 | 0.084529 | -0.20967 | 1.6764 | 1.2134 | 3.0234 | 2.362
5 | 99000 | -0.014294 | 33.7959 | 0.07173 | -58.94 | -5.3285 | 1.9925 | 10.4155 | 4.602 | 1.036 | 0.68975 | 2.9459 | 0.60748 | 0.094553 | -0.20883 | 1.6714 | 1.1854 | 3.0341 | 2.3495
5 | 99500 | -0.0044366 | 33.8161 | 0.066851 | -58.9501 | -5.3205 | 1.9994 | 10.4144 | 4.6238 | 1.0099 | 0.69556 | 2.9204 | 0.62323 | 0.099589 | -0.2246 | 1.6459 | 1.1756 | 3.0457 | 2.3633
5 | 100000 | 0.0064375 | 33.8091 | 0.052916 | -58.9182 | -5.2991 | 2.0039 | 10.3888 | 4.626 | 0.99859 | 0.70641 | 2.9267 | 0.63571 | 0.091442 | -0.21536 | 1.635 | 1.1507 | 3.0027 | 2.3982
6 | 100 | -2.4364 | 33.213 | 12.7016 | -97.0938 | 3.866 | 12.4355 | 20.0893 | -1.2583 | 7.3174 | -2.7163 | -11.7711 | 7.7182 | 6.2572 | -2.6745 | -1.8667 | 6.8897 | 2.9659 | 6.3635
6 | 500 | -0.53225 | 37.3187 | 1.0226 | -68.423 | -7.6372 | 0.10848 | 14.5588 | 4.2035 | -1.63 | -2.7348 | 2.9824 | -1.9021 | -3.5349 | -0.10486 | 3.0787 | 6.7044 | 3.921 | 12.6005
6 | 1000 | 4.0281 | 33.8222 | -4.239 | -62.6333 | -7.7571 | 1.4186 | 12.6996 | 5.0218 | 1.2047 | -0.50378 | -0.51007 | 1.7098 | -1.6198 | -0.79664 | 2.5381 | 4.8179 | 3.0862 | 7.7127
6 | 1500 | 5.5742 | 36.8843 | -2.8821 | -66.3697 | -6.7261 | 2.0639 | 11.3105 | 5.571 | 0.32693 | -1.9379 | -0.49725 | 3.8191 | 0.89581 | 1.5826 | 3.8984 | 0.94651 | 0.64664 | 4.8933
6 | 2000 | 3.4965 | 37.9051 | -1.5053 | -66.5177 | -6.5116 | 0.92873 | 10.7241 | 5.6652 | 0.74263 | -0.16537 | 1.6422 | 2.7198 | 0.021635 | 2.2553 | 2.9691 | 0.39593 | 1.1117 | 4.1222
6 | 2500 | 2.3383 | 38.7869 | -1.6033 | -66.33 | -5.3035 | 1.1567 | 10.8287 | 5.3962 | -0.37161 | 1.3675 | -0.016507 | 2.1475 | -0.075992 | 2.4547 | 2.678 | 1.4047 | 1.9494 | 3.1925
6 | 3000 | 1.6908 | 38.2455 | -1.2356 | -65.2471 | -5.1104 | 0.48075 | 10.5869 | 4.7219 | 0.58967 | 1.7459 | 0.97168 | 2.666 | -0.1143 | 2.4976 | 1.5942 | 1.8253 | 1.4513 | 2.6401
6 | 3500 | 1.8817 | 37.4787 | -1.4242 | -64.6142 | -4.2929 | 0.95159 | 8.649 | 4.9008 | 0.32593 | 1.8823 | 1.1852 | 2.6774 | 0.36913 | 2.1814 | 0.92877 | 1.6176 | 2.4068 | 2.895
6 | 4000 | 1.2591 | 37.6088 | -1.5318 | -65.8036 | -4.2245 | 1.0637 | 9.5799 | 6.066 | 0.5779 | 1.2158 | 0.38752 | 3.0617 | 0.73785 | 2.5489 | 1.4307 | 0.82184 | 3.1043 | 2.0963
6 | 4500 | 1.1187 | 37.7038 | -0.94064 | -64.6185 | -4.4254 | 1.2348 | 9.6833 | 6.4197 | 0.75788 | 1.3862 | 0.52616 | 2.2601 | 0.83118 | 1.3287 | 1.0961 | 0.83467 | 1.9156 | 2.8879
6 | 5000 | 0.78591 | 37.7824 | -0.77594 | -64.5455 | -4.0277 | 1.6607 | 10.2785 | 5.4623 | 0.15652 | 0.54044 | 1.5752 | 1.7032 | 0.60884 | 1.1712 | 0.6366 | 1.4376 | 2.0676 | 3.4822
6 | 5500 | 0.7 | 37.4719 | -0.23879 | -65.0892 | -4.3 | 1.748 | 10.6126 | 5.4638 | 0.1458 | 0.50343 | 2.2842 | 1.078 | 0.45045 | 0.78736 | 0.95847 | 1.6428 | 2.2799 | 3.5014
6 | 6000 | 0.32176 | 37.4821 | -0.0022452 | -64.5197 | -3.709 | 1.7276 | 10.4826 | 5.2887 | 0.00062224 | 0.49638 | 2.3173 | 0.75609 | 0.49625 | 0.26566 | 0.74259 | 1.8362 | 2.326 | 3.6913
6 | 6500 | 0.224 | 37.3949 | 0.79273 | -63.5287 | -4.5282 | 1.5489 | 10.5603 | 4.9632 | -0.26061 | 0.10892 | 2.0504 | 0.23152 | 0.41971 | 0.1226 | 0.88312 | 1.9951 | 2.9104 | 4.1118
6 | 7000 | 0.23666 | 37.452 | 0.18786 | -63.4934 | -4.2473 | 1.6015 | 10.9571 | 4.5781 | -0.028338 | 0.56899 | 2.2673 | 0.087257 | 1.1338 | -0.060196 | 1.007 | 1.8639 | 2.4655 | 3.4224
6 | 7500 | 0.43916 | 37.685 | 0.50625 | -63.2964 | -4.0085 | 1.222 | 10.6331 | 4.3492 | 0.060224 | 0.3834 | 2.4208 | 0.13161 | 1.4046 | -0.074454 | 0.72635 | 1.9503 | 2.2402 | 3.2274
6 | 8000 | 0.22898 | 37.2231 | 0.81441 | -62.5063 | -4.1886 | 1.1941 | 10.7193 | 4.1472 | 0.11657 | 0.25929 | 2.6884 | 0.24888 | 1.0055 | -0.46644 | 0.63449 | 2.2503 | 2.2516 | 3.3794
6 | 8500 | 0.17989 | 37.1316 | 0.48863 | -62.1552 | -4.2011 | 1.1724 | 10.3365 | 4.0916 | -0.2491 | 0.10765 | 2.3726 | 0.53398 | 0.93069 | -0.33971 | 1.1034 | 2.1965 | 2.7298 | 3.5701
6 | 9000 | 0.20726 | 36.9737 | 0.24556 | -61.5164 | -3.9953 | 1.5925 | 10.1841 | 4.3642 | -0.35016 | 0.1907 | 2.3793 | 0.40769 | 0.93134 | -0.32927 | 1.1609 | 1.9806 | 2.5063 | 3.0671
6 | 9500 | 0.18472 | 36.5873 | 0.47891 | -61.0684 | -3.6628 | 1.4317 | 9.7702 | 4.1478 | -0.03812 | 0.41837 | 2.1163 | 0.33105 | 0.53081 | -0.22893 | 1.2124 | 2.177 | 2.3622 | 3.2496
6 | 10000 | -0.091591 | 36.5955 | 0.38856 | -61.206 | -3.5196 | 1.3194 | 9.5099 | 4.0638 | -0.020499 | 0.65161 | 2.6027 | 0.084671 | 0.59613 | -0.33344 | 1.3811 | 2.3249 | 2.6706 | 2.9824
6 | 10500 | 0.11768 | 36.9969 | 0.58797 | -61.7318 | -3.3888 | 1.2211 | 9.351 | 3.9533 | -0.08638 | 0.53594 | 2.4927 | 0.0029143 | 0.37696 | -0.37671 | 1.3609 | 2.4431 | 2.7359 | 3.4073
6 | 11000 | 0.017957 | 36.7771 | 0.60346 | -61.743 | -3.4257 | 1.3062 | 9.2513 | 4.2031 | 0.026312 | 0.48803 | 2.5273 | 0.011548 | 0.50788 | -0.23396 | 1.3809 | 2.4151 | 2.6676 | 3.219
6 | 11500 | 0.11647 | 36.717 | 0.34354 | -61.103 | -3.2027 | 1.2735 | 9.3608 | 4.1192 | -0.01646 | 0.27115 | 2.3043 | -0.04109 | 0.44697 | -0.046253 | 1.3234 | 2.3587 | 2.544 | 3.2306
6 | 12000 | 0.20274 | 36.6193 | 0.10124 | -61.5122 | -3.0922 | 1.1611 | 9.5576 | 4.0766 | 0.10915 | 0.37922 | 2.0833 | -0.079957 | 0.75824 | -0.13819 | 1.4357 | 2.4008 | 2.9824 | 2.9554
6 | 12500 | 0.058766 | 36.7543 | 0.075508 | -61.9475 | -3.571 | 1.5275 | 9.4975 | 4.3603 | 0.21882 | 0.37731 | 2.084 | 0.023138 | 0.85148 | -0.24423 | 1.3639 | 2.4768 | 3.0408 | 3.0528
6 | 13000 | -0.2525 | 37.0265 | 0.2125 | -62.1014 | -3.594 | 1.5957 | 9.7872 | 4.5886 | 0.16562 | 0.18393 | 2.1169 | 0.15972 | 0.88374 | -0.35329 | 1.3429 | 2.3253 | 2.745 | 3.1678
6 | 13500 | -0.31895 | 36.9779 | 0.095785 | -61.9253 | -3.5547 | 1.5977 | 9.7833 | 4.5606 | 0.09666 | 0.182 | 2.2148 | 0.18437 | 0.99571 | -0.029088 | 1.2055 | 2.3905 | 2.4391 | 3.1041
6 | 14000 | -0.21821 | 37.071 | 0.11351 | -62.0161 | -3.6737 | 1.8027 | 9.6461 | 4.4687 | 0.16186 | 0.36804 | 2.007 | 0.17945 | 1.0466 | -0.23141 | 1.3735 | 2.4398 | 2.6383 | 2.8229
6 | 14500 | -0.27988 | 37.029 | 0.075196 | -62.3923 | -3.7795 | 1.895 | 9.6456 | 4.672 | 0.30551 | 0.46207 | 2.2124 | 0.038707 | 1.2692 | -0.43845 | 1.499 | 2.4182 | 2.6298 | 2.7387
6 | 15000 | -0.30762 | 37.0566 | 0.16167 | -62.2179 | -3.7899 | 1.9014 | 9.526 | 4.6888 | 0.14854 | 0.56261 | 2.3392 | -0.052965 | 1.1132 | -0.30274 | 1.4506 | 2.264 | 2.727 | 2.7318
6 | 15500 | -0.61827 | 36.7887 | 0.37441 | -62.199 | -3.9005 | 1.9834 | 9.4119 | 4.7078 | 0.23553 | 0.67388 | 2.5837 | 0.050735 | 0.95506 | -0.11672 | 1.383 | 2.3481 | 2.2761 | 3.0624
6 | 16000 | -0.80988 | 36.8999 | 0.37984 | -62.2484 | -3.7512 | 2.1398 | 9.4471 | 4.8523 | 0.29141 | 0.45857 | 2.3142 | 0.14001 | 0.87652 | -0.23649 | 1.3797 | 2.4907 | 2.1752 | 3.2011
6 | 16500 | -0.77467 | 36.9166 | 0.33407 | -62.0147 | -3.6322 | 2.2447 | 9.3809 | 5.076 | 0.27008 | 0.32022 | 2.2968 | 0.063476 | 0.8855 | -0.27815 | 1.3697 | 2.4826 | 1.9717 | 3.0875
6 | 17000 | -0.86039 | 36.8214 | 0.37295 | -61.6855 | -3.7153 | 2.2681 | 9.314 | 5.2125 | 0.10587 | 0.32092 | 2.3693 | 0.095754 | 0.87366 | -0.40613 | 1.4829 | 2.5277 | 2.0279 | 2.8745
6 | 17500 | -0.95553 | 36.6151 | 0.46724 | -61.5184 | -3.7574 | 2.5886 | 9.4223 | 5.0882 | 0.027301 | 0.23456 | 2.2882 | 0.09115 | 0.87028 | -0.60771 | 1.359 | 2.5471 | 2.278 | 2.9619
6 | 18000 | -0.92041 | 36.5628 | 0.2819 | -61.4995 | -3.9657 | 2.4839 | 9.5727 | 5.132 | 0.029001 | 0.17075 | 2.307 | 0.18347 | 0.82328 | -0.62813 | 1.2933 | 2.635 | 2.4669 | 3.0718
6 | 18500 | -0.85231 | 36.5765 | 0.22695 | -61.643 | -3.7592 | 2.5224 | 9.4893 | 5.1231 | 0.14764 | 0.071598 | 2.3357 | 0.2219 | 0.72565 | -0.62353 | 1.2314 | 2.5474 | 2.6219 | 3.0366
6 | 19000 | -0.84436 | 36.7631 | 0.25118 | -61.5496 | -3.6671 | 2.5576 | 9.562 | 5.1449 | 0.15637 | 0.045602 | 2.4401 | 0.12914 | 0.592 | -0.76625 | 1.1807 | 2.4627 | 2.653 | 2.889
6 | 19500 | -0.95748 | 36.5055 | 0.32563 | -61.389 | -3.6652 | 2.5787 | 9.6846 | 5.1538 | 0.15147 | 0.028671 | 2.5246 | 0.25862 | 0.6031 | -0.67937 | 1.04 | 2.5197 | 2.6629 | 2.6539
6 | 20000 | -0.90868 | 36.5028 | 0.34089 | -61.6458 | -3.7274 | 2.4524 | 9.6689 | 5.2221 | 0.3479 | 0.1357 | 2.5402 | 0.25651 | 0.61499 | -0.47021 | 1.0022 | 2.3067 | 2.593 | 2.7682
6 | 20500 | -0.75202 | 36.5025 | 0.34715 | -61.5468 | -3.7687 | 2.3817 | 9.7073 | 5.171 | 0.36839 | 0.12259 | 2.5194 | 0.20418 | 0.59429 | -0.33417 | 0.86462 | 2.2842 | 2.7642 | 2.5702
6 | 21000 | -0.8682 | 36.5216 | 0.35995 | -61.6082 | -3.7358 | 2.3046 | 9.732 | 5.1853 | 0.3436 | 0.13323 | 2.4224 | 0.30094 | 0.50479 | -0.33232 | 0.87566 | 2.4216 | 2.7853 | 2.6538
6 | 21500 | -0.84704 | 36.5007 | 0.25865 | -61.508 | -3.5026 | 2.3735 | 9.57 | 5.1565 | -0.02449 | 0.080074 | 2.5617 | 0.30511 | 0.42413 | -0.255 | 0.9055 | 2.3342 | 2.8061 | 2.8611
6 | 22000 | -0.73204 | 36.636 | 0.42376 | -61.8274 | -3.4813 | 2.2223 | 9.8017 | 5.1469 | -0.050192 | -0.0064512 | 2.5295 | 0.51431 | 0.32675 | -0.28579 | 0.81612 | 2.3186 | 2.7778 | 2.8696
6 | 22500 | -0.66267 | 36.4823 | 0.58889 | -61.7093 | -3.4704 | 2.2891 | 9.8683 | 4.9083 | 0.068347 | 0.065223 | 2.5886 | 0.41475 | 0.31381 | -0.22775 | 0.66593 | 2.3611 | 2.7855 | 2.6701
6 | 23000 | -0.8114 | 36.5481 | 0.64673 | -61.645 | -3.4738 | 2.3271 | 9.8596 | 5.0032 | 0.201 | -0.008918 | 2.4503 | 0.58335 | 0.25832 | -0.10448 | 0.58516 | 2.2824 | 2.6988 | 2.5996
6 | 23500 | -0.70246 | 36.4321 | 0.60952 | -61.562 | -3.3568 | 2.2584 | 9.784 | 5.0117 | 0.17923 | 0.097366 | 2.4661 | 0.45935 | 0.38614 | -0.073424 | 0.66065 | 2.3089 | 2.6759 | 2.3655
6 | 24000 | -0.65149 | 36.4067 | 0.76839 | -61.4631 | -3.4559 | 2.1706 | 9.7869 | 4.939 | 0.15811 | 0.11417 | 2.3943 | 0.31258 | 0.42621 | -0.052629 | 0.72781 | 2.2332 | 2.718 | 2.4672
6 | 24500 | -0.59476 | 36.5198 | 0.8512 | -61.4702 | -3.6081 | 2.1524 | 9.6675 | 5.0053 | 0.16449 | -0.02325 | 2.4247 | 0.22344 | 0.63298 | -0.10203 | 0.64809 | 2.1959 | 2.6652 | 2.6475
6 | 25000 | -0.70698 | 36.6018 | 0.9115 | -61.5677 | -3.7422 | 2.1087 | 9.5539 | 5.1217 | 0.1372 | 0.085967 | 2.4552 | 0.33988 | 0.57122 | -0.093879 | 0.86098 | 2.1445 | 2.5392 | 2.6791
6 | 25500 | -0.71698 | 36.6678 | 0.87743 | -61.5971 | -3.7641 | 2.082 | 9.4464 | 5.085 | 0.34553 | 0.048211 | 2.4572 | 0.44793 | 0.62272 | -0.091049 | 0.8418 | 2.0491 | 2.785 | 2.4134
6 | 26000 | -0.69497 | 36.6433 | 0.88813 | -61.6842 | -3.8224 | 2.1387 | 9.4758 | 5.0606 | 0.38707 | 0.028682 | 2.3684 | 0.34762 | 0.61091 | -0.095238 | 0.86553 | 2.121 | 2.9793 | 2.382
6 | 26500 | -0.61099 | 36.6041 | 0.92186 | -61.7099 | -3.8896 | 2.1857 | 9.4559 | 5.192 | 0.36761 | 0.038135 | 2.4852 | 0.26255 | 0.50042 | -0.020831 | 0.8978 | 1.9989 | 2.9709 | 2.3503
6 | 27000 | -0.6667 | 36.6638 | 0.94604 | -61.5678 | -3.9343 | 2.2871 | 9.3461 | 5.1932 | 0.34831 | -0.013513 | 2.4719 | 0.068734 | 0.55881 | -0.10125 | 0.98454 | 2.1326 | 3.0595 | 2.223
6 | 27500 | -0.75961 | 36.577 | 0.97114 | -61.6975 | -3.9417 | 2.3321 | 9.2604 | 5.0874 | 0.35491 | -0.069563 | 2.5514 | 0.066109 | 0.72068 | -0.10911 | 1.0113 | 2.2059 | 3.1461 | 2.2933
6 | 28000 | -0.84843 | 36.4794 | 0.89076 | -61.5725 | -3.9257 | 2.3924 | 9.2716 | 5.1092 | 0.37673 | 0.11097 | 2.5677 | 0.023953 | 0.78304 | -0.22571 | 1.0016 | 2.1651 | 3.2448 | 2.1552
6 | 28500 | -0.9033 | 36.4984 | 0.92091 | -61.6 | -3.8979 | 2.4437 | 9.2426 | 5.0594 | 0.4895 | 0.099483 | 2.5351 | 0.062356 | 0.76789 | -0.22839 | 1.1234 | 2.0572 | 3.3723 | 1.9577
6 | 29000 | -0.85606 | 36.5856 | 0.84455 | -61.7286 | -3.8589 | 2.3625 | 9.2601 | 5.0842 | 0.45195 | 0.063621 | 2.5282 | -0.08644 | 0.81053 | -0.1017 | 1.0447 | 2.1002 | 3.4372 | 2.0586
6 | 29500 | -0.86069 | 36.5162 | 0.96345 | -61.6141 | -3.8755 | 2.2556 | 9.2108 | 5.0137 | 0.32841 | 0.088096 | 2.5416 | 0.042742 | 0.89447 | -0.21427 | 1.085 | 2.0561 | 3.4015 | 2.1673
6 | 30000 | -0.79444 | 36.5183 | 0.90936 | -61.5765 | -3.8424 | 2.3019 | 9.1297 | 4.9827 | 0.27793 | 0.081953 | 2.5726 | 0.070166 | 0.91484 | -0.30924 | 1.0946 | 2.0905 | 3.4565 | 2.1216
6 | 30500 | -0.72214 | 36.396 | 0.96593 | -61.5152 | -3.7636 | 2.2682 | 9.095 | 4.9847 | 0.28264 | 0.14318 | 2.5851 | 0.083805 | 0.77023 | -0.27141 | 1.011 | 2.0936 | 3.3451 | 2.2482
6 | 31000 | -0.62204 | 36.385 | 1.0609 | -61.5826 | -3.7827 | 2.2337 | 9.1998 | 4.9696 | 0.24545 | 0.19696 | 2.6124 | 0.10392 | 0.804 | -0.33797 | 1.1472 | 1.8991 | 3.401 | 2.0664
6 | 31500 | -0.53958 | 36.396 | 0.98024 | -61.4925 | -3.7881 | 2.3077 | 9.2801 | 4.9115 | 0.31034 | 0.14063 | 2.5849 | 0.055175 | 0.74673 | -0.36804 | 1.1384 | 1.8413 | 3.2981 | 2.1973
6 | 32000 | -0.55916 | 36.4032 | 0.9947 | -61.4699 | -3.8023 | 2.3006 | 9.2022 | 4.8925 | 0.4002 | 0.099034 | 2.5668 | 0.046546 | 0.72746 | -0.41233 | 1.1927 | 1.7612 | 3.315 | 2.3416
6 | 32500 | -0.53361 | 36.4227 | 1.065 | -61.4437 | -3.78 | 2.1923 | 9.2949 | 4.9369 | 0.44067 | 0.085323 | 2.5344 | 0.21399 | 0.64467 | -0.43377 | 1.2026 | 1.7475 | 3.0995 | 2.3108
6 | 33000 | -0.49275 | 36.4297 | 0.98838 | -61.6725 | -3.8074 | 2.078 | 9.2917 | 4.9682 | 0.41968 | 0.11762 | 2.4953 | 0.23478 | 0.69484 | -0.44209 | 1.2197 | 1.86 | 3.1556 | 2.4614
6 | 33500 | -0.47553 | 36.4138 | 0.96269 | -61.5234 | -3.7986 | 1.9852 | 9.2432 | 4.9312 | 0.45967 | 0.12137 | 2.494 | 0.17071 | 0.70524 | -0.39792 | 1.1998 | 1.8453 | 3.1707 | 2.4927
6 | 34000 | -0.45347 | 36.5394 | 0.87048 | -61.7475 | -3.7229 | 1.879 | 9.3165 | 4.9833 | 0.51564 | 0.07718 | 2.5355 | 0.22605 | 0.80605 | -0.41803 | 1.2386 | 1.8082 | 2.9769 | 2.5691
6 | 34500 | -0.42815 | 36.4902 | 0.81705 | -61.8432 | -3.7668 | 2.026 | 9.4012 | 5.0578 | 0.57896 | 0.11982 | 2.5747 | 0.25312 | 0.79805 | -0.37592 | 1.174 | 1.7338 | 2.8993 | 2.4902
6 | 35000 | -0.39514 | 36.4285 | 0.78244 | -61.8759 | -3.707 | 2.0734 | 9.4585 | 5.0098 | 0.57492 | 0.14124 | 2.6111 | 0.30332 | 0.85671 | -0.35892 | 1.2093 | 1.6661 | 2.7972 | 2.4244
6 | 35500 | -0.38285 | 36.4253 | 0.76193 | -61.9184 | -3.7353 | 2.1297 | 9.5908 | 5.0143 | 0.47141 | 0.15141 | 2.5937 | 0.27648 | 0.8673 | -0.30501 | 1.2117 | 1.6985 | 2.8272 | 2.3221
6 | 36000 | -0.38804 | 36.395 | 0.71043 | -61.9509 | -3.7187 | 2.0951 | 9.6226 | 5.0038 | 0.52263 | 0.18605 | 2.6426 | 0.22794 | 0.84105 | -0.28382 | 1.1788 | 1.7833 | 2.7986 | 2.3337
6 | 36500 | -0.28626 | 36.3702 | 0.65307 | -61.8793 | -3.6414 | 2.0417 | 9.6361 | 4.9776 | 0.50644 | 0.19728 | 2.6422 | 0.21082 | 0.82427 | -0.35122 | 1.2036 | 1.6097 | 2.8882 | 2.3972
6 | 37000 | -0.32023 | 36.359 | 0.69388 | -61.8301 | -3.6609 | 2.062 | 9.63 | 5.0199 | 0.4823 | 0.14829 | 2.7128 | 0.16218 | 0.78013 | -0.31122 | 1.1812 | 1.6245 | 2.9383 | 2.328
6 | 37500 | -0.28596 | 36.3994 | 0.68554 | -61.8233 | -3.6752 | 2.1392 | 9.7113 | 5.0219 | 0.48938 | 0.082658 | 2.7138 | 0.15397 | 0.73635 | -0.23314 | 1.1332 | 1.5499 | 2.946 | 2.2553
6 | 38000 | -0.32781 | 36.4006 | 0.77871 | -61.8301 | -3.7822 | 2.0557 | 9.6791 | 4.9366 | 0.52136 | 0.11625 | 2.7804 | 0.11585 | 0.75489 | -0.13266 | 1.157 | 1.4691 | 2.901 | 2.4064
6 | 38500 | -0.34006 | 36.4309 | 0.83346 | -61.9441 | -3.7756 | 2.0639 | 9.6715 | 4.9912 | 0.49203 | 0.10054 | 2.8154 | 0.18528 | 0.745 | -0.11136 | 1.1865 | 1.4655 | 2.8382 | 2.352
6 | 39000 | -0.32218 | 36.4592 | 0.80763 | -61.9125 | -3.739 | 2.0218 | 9.717 | 5.013 | 0.56774 | 0.049906 | 2.8076 | 0.21447 | 0.76182 | -0.12915 | 1.1534 | 1.3749 | 2.916 | 2.2386
6 | 39500 | -0.37496 | 36.4171 | 0.76802 | -61.7935 | -3.7246 | 2.0103 | 9.7505 | 4.8806 | 0.57261 | 0.063745 | 2.7464 | 0.25138 | 0.83539 | -0.12753 | 1.1472 | 1.4022 | 2.982 | 2.1933
6 | 40000 | -0.34698 | 36.3497 | 0.7907 | -61.6426 | -3.8313 | 2.041 | 9.7685 | 4.8718 | 0.61088 | 0.087692 | 2.7086 | 0.17126 | 0.82044 | -0.074026 | 1.1473 | 1.3676 | 2.9345 | 2.225
6 | 40500 | -0.3153 | 36.3557 | 0.81306 | -61.7071 | -3.9235 | 1.9906 | 9.748 | 4.9531 | 0.60962 | 0.070279 | 2.788 | 0.12314 | 0.83751 | -0.070815 | 1.169 | 1.3234 | 2.9619 | 2.2736
6 | 41000 | -0.39678 | 36.3961 | 0.74992 | -61.7518 | -3.8949 | 2.0487 | 9.789 | 4.9205 | 0.58803 | -0.024779 | 2.7788 | 0.16307 | 0.8418 | -0.078702 | 1.2116 | 1.3097 | 2.9708 | 2.3791
6 | 41500 | -0.3408 | 36.2554 | 0.84679 | -61.5267 | -3.8297 | 2.1205 | 9.6205 | 4.8873 | 0.61406 | 0.029052 | 2.7843 | 0.13451 | 0.80252 | -0.14264 | 1.1507 | 1.2587 | 2.9137 | 2.4219
6 | 42000 | -0.30534 | 36.1992 | 0.70345 | -61.4828 | -3.7838 | 2.126 | 9.6174 | 4.8416 | 0.69313 | 0.052418 | 2.8131 | 0.1553 | 0.66555 | -0.10093 | 1.1389 | 1.28 | 2.8863 | 2.5007
6 | 42500 | -0.28733 | 36.2477 | 0.63101 | -61.4923 | -3.7774 | 2.0565 | 9.604 | 4.8716 | 0.6384 | 0.12761 | 2.7565 | 0.092755 | 0.70891 | -0.010495 | 1.1076 | 1.2538 | 2.9206 | 2.5506
6 | 43000 | -0.28712 | 36.2522 | 0.6316 | -61.4666 | -3.8391 | 2.1016 | 9.6455 | 4.8884 | 0.61288 | 0.1511 | 2.7552 | 0.11593 | 0.67714 | 0.053476 | 1.1112 | 1.2738 | 2.9025 | 2.4205
6 | 43500 | -0.2925 | 36.1297 | 0.64377 | -61.4107 | -3.8534 | 2.1263 | 9.6297 | 4.8591 | 0.65265 | 0.18321 | 2.7614 | 0.056037 | 0.66943 | 0.089736 | 1.0988 | 1.2627 | 2.8911 | 2.5031
6 | 44000 | -0.22306 | 36.0869 | 0.65429 | -61.4563 | -3.8517 | 2.1269 | 9.6182 | 4.8394 | 0.6581 | 0.22666 | 2.8003 | -0.01182 | 0.73802 | 0.045287 | 1.0279 | 1.2473 | 2.9019 | 2.5719
6 | 44500 | -0.27462 | 36.0716 | 0.62579 | -61.4033 | -3.7886 | 2.1584 | 9.6571 | 4.8482 | 0.60583 | 0.17302 | 2.8014 | 0.023838 | 0.69276 | 0.0976 | 1.1011 | 1.2233 | 2.882 | 2.5048
6 | 45000 | -0.2737 | 36.0423 | 0.71281 | -61.4504 | -3.789 | 2.1367 | 9.6202 | 4.9319 | 0.53965 | 0.15435 | 2.8076 | 0.029567 | 0.66335 | 0.056396 | 1.1397 | 1.2503 | 2.8997 | 2.5286
6 | 45500 | -0.29148 | 35.9944 | 0.68761 | -61.4287 | -3.7545 | 2.064 | 9.5839 | 4.9033 | 0.53719 | 0.17853 | 2.8428 | 0.022014 | 0.68397 | 0.10591 | 1.1573 | 1.2864 | 2.8617 | 2.5658
6 | 46000 | -0.25219 | 36.0178 | 0.69829 | -61.5216 | -3.8126 | 2.0724 | 9.591 | 4.8457 | 0.58981 | 0.18071 | 2.8191 | 0.062357 | 0.70244 | 0.17685 | 1.1516 | 1.2488 | 2.8568 | 2.5728
6 | 46500 | -0.22029 | 35.9619 | 0.66736 | -61.6016 | -3.7278 | 2.0299 | 9.6103 | 4.8644 | 0.54397 | 0.20158 | 2.801 | 0.094452 | 0.72181 | 0.087252 | 1.1434 | 1.1705 | 2.9506 | 2.7014
6 | 47000 | -0.17332 | 35.9446 | 0.70166 | -61.6356 | -3.6573 | 2.0047 | 9.6284 | 4.8346 | 0.54943 | 0.16503 | 2.816 | 0.074597 | 0.77357 | 0.076299 | 1.1175 | 1.1424 | 2.9891 | 2.6486
6 | 47500 | -0.16042 | 35.8682 | 0.75171 | -61.5892 | -3.6804 | 2.029 | 9.593 | 4.8672 | 0.4922 | 0.097815 | 2.8333 | 0.11411 | 0.73124 | 0.10228 | 1.1116 | 1.2474 | 2.9591 | 2.632
6 | 48000 | -0.14637 | 35.9018 | 0.81131 | -61.5535 | -3.7789 | 2.1101 | 9.6067 | 4.7636 | 0.52921 | 0.14075 | 2.8454 | 0.068301 | 0.75591 | 0.061016 | 1.0572 | 1.2804 | 2.9553 | 2.5921
6 | 48500 | -0.10807 | 35.9745 | 0.81251 | -61.5401 | -3.8116 | 2.1694 | 9.574 | 4.7072 | 0.497 | 0.19011 | 2.8788 | 0.011095 | 0.75048 | 0.067268 | 1.0018 | 1.286 | 2.9721 | 2.5676
6 | 49000 | -0.079532 | 36.0489 | 0.78376 | -61.649 | -3.8212 | 2.1112 | 9.6051 | 4.7215 | 0.49616 | 0.22956 | 2.873 | 0.046597 | 0.72809 | 0.12387 | 0.96673 | 1.3208 | 2.9335 | 2.5611
6 | 49500 | -0.14562 | 36.1911 | 0.79045 | -61.712 | -3.8426 | 2.2034 | 9.6291 | 4.7254 | 0.52635 | 0.25033 | 2.9054 | 0.040637 | 0.66282 | 0.051633 | 0.97576 | 1.2644 | 2.921 | 2.5626
6 | 50000 | -0.16339 | 36.2518 | 0.72636 | -61.6691 | -3.8169 | 2.2147 | 9.6074 | 4.6934 | 0.51564 | 0.21465 | 2.9157 | 0.058718 | 0.56086 | 0.01682 | 1.0093 | 1.2751 | 2.9781 | 2.611
6 | 50500 | -0.16861 | 36.1972 | 0.73342 | -61.5832 | -3.8201 | 2.1535 | 9.601 | 4.7756 | 0.53237 | 0.19499 | 2.9118 | 0.16572 | 0.48918 | 0.05548 | 1.0131 | 1.1838 | 2.9863 | 2.5787
6 | 51000 | -0.11808 | 36.1805 | 0.71007 | -61.6559 | -3.8485 | 2.0958 | 9.6157 | 4.8234 | 0.47539 | 0.27041 | 2.9358 | 0.22354 | 0.4631 | 0.081777 | 0.95885 | 1.2474 | 3.0904 | 2.4505
6 | 51500 | -0.15283 | 36.2435 | 0.67762 | -61.6853 | -3.8572 | 2.1111 | 9.6492 | 4.8261 | 0.46963 | 0.2917 | 2.9751 | 0.18144 | 0.41739 | 0.062559 | 1.0004 | 1.3242 | 3.0247 | 2.4409
6 | 52000 | -0.14646 | 36.2582 | 0.65877 | -61.7992 | -3.8168 | 2.1622 | 9.6504 | 4.7911 | 0.52249 | 0.26333 | 2.951 | 0.14156 | 0.42587 | 0.044128 | 1.0167 | 1.3624 | 3.0387 | 2.4759
6 | 52500 | -0.17581 | 36.263 | 0.68166 | -61.8842 | -3.7529 | 2.16 | 9.6555 | 4.8276 | 0.47814 | 0.31714 | 2.953 | 0.11618 | 0.44431 | -0.0046268 | 1.0375 | 1.4213 | 2.9728 | 2.4898
6 | 53000 | -0.14974 | 36.2425 | 0.66018 | -61.8547 | -3.8792 | 2.1445 | 9.6646 | 4.7598 | 0.4958 | 0.37961 | 3.0081 | 0.075293 | 0.50987 | 0.058199 | 1.022 | 1.3694 | 3.1047 | 2.3892
6 | 53500 | -0.16116 | 36.2493 | 0.65972 | -61.8774 | -3.8958 | 2.1788 | 9.6469 | 4.7768 | 0.52167 | 0.43452 | 2.9994 | 0.063905 | 0.54102 | 0.13357 | 1.0732 | 1.298 | 3.0859 | 2.2718
6 | 54000 | -0.13665 | 36.2158 | 0.60243 | -61.929 | -3.846 | 2.1426 | 9.5964 | 4.7482 | 0.56079 | 0.40759 | 2.9634 | 0.15466 | 0.51955 | 0.12395 | 1.0612 | 1.3552 | 3.0802 | 2.38
6 | 54500 | -0.17315 | 36.1963 | 0.53146 | -61.869 | -3.7854 | 2.1287 | 9.6534 | 4.7724 | 0.55508 | 0.38358 | 2.9415 | 0.17763 | 0.47834 | 0.09322 | 1.0692 | 1.3586 | 3.0534 | 2.4349
6 | 55000 | -0.20046 | 36.1756 | 0.51281 | -61.9317 | -3.7658 | 2.0972 | 9.7007 | 4.7636 | 0.49431 | 0.41838 | 2.9845 | 0.25876 | 0.47648 | 0.081092 | 1.0967 | 1.3469 | 3.0423 | 2.4489
6 | 55500 | -0.13531 | 36.2114 | 0.46821 | -61.8027 | -3.7987 | 2.0982 | 9.739 | 4.7644 | 0.47206 | 0.37718 | 2.9661 | 0.19687 | 0.43994 | 0.076884 | 1.097 | 1.3581 | 3.0679 | 2.4037
6 | 56000 | -0.21854 | 36.2314 | 0.39264 | -61.7027 | -3.7843 | 2.1044 | 9.7165 | 4.7421 | 0.47334 | 0.3542 | 3.0117 | 0.18525 | 0.45131 | 0.087608 | 1.0992 | 1.3501 | 3.0881 | 2.4177
6 | 56500 | -0.13441 | 36.2431 | 0.38989 | -61.6588 | -3.8132 | 2.1105 | 9.7157 | 4.7313 | 0.4812 | 0.36212 | 3.0102 | 0.13248 | 0.47728 | -0.0026597 | 1.083 | 1.3281 | 3.0401 | 2.5044
6 | 57000 | -0.10514 | 36.2923 | 0.38367 | -61.7068 | -3.8144 | 2.0452 | 9.7214 | 4.7524 | 0.48269 | 0.46123 | 3.0387 | 0.16741 | 0.42787 | -0.01581 | 1.0264 | 1.2382 | 3.0013 | 2.6037
6 | 57500 | -0.090806 | 36.3285 | 0.43193 | -61.7647 | -3.7629 | 1.9948 | 9.7667 | 4.6662 | 0.52935 | 0.47593 | 3.0416 | 0.17712 | 0.41102 | -0.011738 | 0.98184 | 1.1979 | 2.9752 | 2.6521
6 | 58000 | -0.056382 | 36.3265 | 0.41211 | -61.7543 | -3.7158 | 1.955 | 9.7445 | 4.6857 | 0.53776 | 0.44008 | 3.0319 | 0.21255 | 0.39976 | -0.0090888 | 0.98965 | 1.2642 | 2.9486 | 2.5875
6 | 58500 | -0.049522 | 36.3735 | 0.34966 | -61.6902 | -3.667 | 1.976 | 9.8153 | 4.7129 | 0.55594 | 0.44115 | 3.004 | 0.15227 | 0.33338 | 0.017544 | 0.95992 | 1.298 | 2.9271 | 2.4903
6 | 59000 | 0.00018022 | 36.4152 | 0.35494 | -61.7327 | -3.6392 | 1.9921 | 9.8156 | 4.7233 | 0.58855 | 0.4284 | 3.041 | 0.17432 | 0.34959 | -0.02761 | 0.98748 | 1.2512 | 2.8271 | 2.4506
6 | 59500 | 0.0041264 | 36.4635 | 0.37018 | -61.743 | -3.6375 | 2.0051 | 9.8413 | 4.6855 | 0.60505 | 0.41305 | 3.0359 | 0.21035 | 0.33605 | -0.02534 | 0.97891 | 1.2441 | 2.8384 | 2.3745
6 | 60000 | 0.063047 | 36.4359 | 0.43145 | -61.7243 | -3.6059 | 2.0638 | 9.7806 | 4.6812 | 0.56819 | 0.39501 | 3.0458 | 0.18991 | 0.2734 | -0.008911 | 0.98174 | 1.2348 | 2.8615 | 2.333
6 | 60500 | 0.065483 | 36.4418 | 0.39212 | -61.603 | -3.5889 | 1.9913 | 9.7956 | 4.6733 | 0.62814 | 0.38906 | 3.0368 | 0.19771 | 0.27155 | -0.066287 | 0.98492 | 1.2648 | 2.8067 | 2.319
6 | 61000 | 0.07279 | 36.461 | 0.36367 | -61.6605 | -3.6283 | 1.9727 | 9.7595 | 4.6722 | 0.62023 | 0.47128 | 3.0595 | 0.23207 | 0.25065 | -0.0054993 | 0.95541 | 1.2669 | 2.8381 | 2.2984
6 | 61500 | 0.097351 | 36.38 | 0.40279 | -61.5944 | -3.6136 | 1.9263 | 9.8015 | 4.5919 | 0.63836 | 0.47421 | 3.0145 | 0.23732 | 0.25335 | -0.055626 | 0.90763 | 1.2833 | 2.8628 | 2.3923
6 | 62000 | 0.11983 | 36.3461 | 0.4265 | -61.5226 | -3.6008 | 1.9254 | 9.7874 | 4.6098 | 0.56592 | 0.48976 | 3.0277 | 0.21442 | 0.28628 | -0.10736 | 0.87745 | 1.2877 | 2.8529 | 2.4137
6 | 62500 | 0.11731 | 36.3879 | 0.40241 | -61.4897 | -3.598 | 1.9279 | 9.7821 | 4.6598 | 0.58989 | 0.45936 | 3.031 | 0.16555 | 0.27907 | -0.098599 | 0.89804 | 1.2561 | 2.7795 | 2.4507
6 | 63000 | 0.11136 | 36.3812 | 0.41017 | -61.5029 | -3.5459 | 1.9457 | 9.7761 | 4.6485 | 0.56264 | 0.48515 | 3.0066 | 0.16646 | 0.2622 | -0.09989 | 0.91163 | 1.2438 | 2.7388 | 2.4987
6 | 63500 | 0.078951 | 36.3954 | 0.354 | -61.5473 | -3.5311 | 1.9741 | 9.7945 | 4.694 | 0.57158 | 0.45824 | 2.9519 | 0.15739 | 0.29403 | -0.14949 | 0.93157 | 1.1997 | 2.7841 | 2.5887
6 | 64000 | 0.029612 | 36.3101 | 0.31897 | -61.4112 | -3.5294 | 1.962 | 9.7546 | 4.6929 | 0.54199 | 0.47084 | 2.9163 | 0.19268 | 0.31328 | -0.20605 | 0.97323 | 1.2158 | 2.8558 | 2.5987
6 | 64500 | 0.06312 | 36.3179 | 0.33007 | -61.4508 | -3.5653 | 1.9503 | 9.7623 | 4.6969 | 0.51897 | 0.47257 | 2.9106 | 0.23457 | 0.30843 | -0.23892 | 0.98408 | 1.2125 | 2.9072 | 2.5856
6 | 65000 | 0.053115 | 36.3328 | 0.33217 | -61.4677 | -3.6044 | 1.9546 | 9.757 | 4.6485 | 0.44424 | 0.47679 | 2.9225 | 0.24681 | 0.29956 | -0.20862 | 0.97565 | 1.2473 | 2.9246 | 2.6651
6 | 65500 | -0.016425 | 36.352 | 0.29515 | -61.4923 | -3.609 | 1.9353 | 9.7601 | 4.6484 | 0.49457 | 0.47095 | 2.9131 | 0.26441 | 0.27504 | -0.16647 | 0.99022 | 1.2829 | 2.9536 | 2.6488
6 | 66000 | -0.0093709 | 36.3568 | 0.29355 | -61.5559 | -3.5833 | 1.9341 | 9.734 | 4.7237 | 0.50443 | 0.47619 | 2.9069 | 0.27915 | 0.25157 | -0.11668 | 0.9872 | 1.2989 | 2.8985 | 2.6204
6 | 66500 | 0.0027986 | 36.3652 | 0.28502 | -61.5818 | -3.5689 | 1.9219 | 9.7282 | 4.6842 | 0.53673 | 0.57237 | 2.8986 | 0.30373 | 0.22793 | -0.16242 | 0.98097 | 1.3168 | 2.8702 | 2.6186
6 | 67000 | 0.045863 | 36.3424 | 0.27694 | -61.5445 | -3.5578 | 1.896 | 9.6708 | 4.6829 | 0.5604 | 0.57096 | 2.895 | 0.30682 | 0.17991 | -0.15794 | 0.99557 | 1.2957 | 2.9786 | 2.5625
6 | 67500 | 0.025794 | 36.3383 | 0.27223 | -61.5133 | -3.5548 | 1.8996 | 9.6739 | 4.6983 | 0.5252 | 0.59568 | 2.8998 | 0.34074 | 0.18867 | -0.13665 | 1.042 | 1.2771 | 2.9211 | 2.5066
6 | 68000 | 0.021373 | 36.3337 | 0.29772 | -61.5642 | -3.5317 | 1.9089 | 9.7105 | 4.6654 | 0.5754 | 0.59439 | 2.949 | 0.33709 | 0.23808 | -0.15799 | 1.0464 | 1.2594 | 2.8688 | 2.4479
6 | 68500 | 0.027489 | 36.3384 | 0.29648 | -61.5709 | -3.5815 | 1.9196 | 9.7302 | 4.6204 | 0.59253 | 0.60006 | 2.9466 | 0.3542 | 0.22411 | -0.15723 | 1.0588 | 1.2651 | 2.9076 | 2.4281
6 | 69000 | 0.018232 | 36.4039 | 0.34145 | -61.6394 | -3.5838 | 1.9013 | 9.754 | 4.6448 | 0.57929 | 0.57588 | 2.9705 | 0.37523 | 0.19956 | -0.17072 | 1.0658 | 1.239 | 2.9366 | 2.3883
6 | 69500 | 0.018132 | 36.3987 | 0.28812 | -61.6622 | -3.5553 | 1.9276 | 9.7468 | 4.6769 | 0.55809 | 0.60662 | 2.9463 | 0.34782 | 0.20955 | -0.14223 | 1.0745 | 1.217 | 2.94 | 2.4038
6 | 70000 | 0.0072027 | 36.3523 | 0.28923 | -61.6756 | -3.5165 | 1.9699 | 9.7513 | 4.7201 | 0.59404 | 0.62232 | 2.932 | 0.36331 | 0.21814 | -0.20359 | 1.053 | 1.2493 | 2.9193 | 2.3544
6 | 70500 | 0.060732 | 36.3821 | 0.26986 | -61.7059 | -3.5284 | 1.9619 | 9.7097 | 4.6673 | 0.61721 | 0.65029 | 2.9477 | 0.40594 | 0.18951 | -0.22274 | 1.0558 | 1.2735 | 2.9489 | 2.3169
6 | 71000 | 0.070352 | 36.3689 | 0.23791 | -61.7012 | -3.5107 | 1.9868 | 9.7417 | 4.6326 | 0.62713 | 0.65857 | 2.9213 | 0.4541 | 0.20874 | -0.19485 | 1.0562 | 1.2236 | 2.9187 | 2.3003
6 | 71500 | 0.11691 | 36.4241 | 0.24411 | -61.7822 | -3.5348 | 2.0214 | 9.734 | 4.5985 | 0.58046 | 0.68953 | 2.9359 | 0.44442 | 0.17535 | -0.21637 | 1.0327 | 1.2422 | 2.9293 | 2.3648
6 | 72000 | 0.14726 | 36.395 | 0.21571 | -61.7162 | -3.5693 | 1.997 | 9.7552 | 4.5396 | 0.64936 | 0.66082 | 2.9406 | 0.43486 | 0.2207 | -0.26838 | 1.0646 | 1.2216 | 2.912 | 2.3997
6 | 72500 | 0.1272 | 36.4106 | 0.22036 | -61.7375 | -3.5629 | 1.9741 | 9.7355 | 4.5374 | 0.65186 | 0.64499 | 2.9545 | 0.4591 | 0.25755 | -0.24719 | 1.0856 | 1.2237 | 2.8721 | 2.393
6 | 73000 | 0.11858 | 36.3964 | 0.20309 | -61.7091 | -3.564 | 1.9456 | 9.7148 | 4.4552 | 0.71039 | 0.65659 | 2.8911 | 0.48295 | 0.28366 | -0.23587 | 1.1398 | 1.2036 | 2.9003 | 2.4073
6 | 73500 | 0.14953 | 36.4081 | 0.1863 | -61.7046 | -3.6068 | 1.9547 | 9.7291 | 4.443 | 0.72025 | 0.6328 | 2.8917 | 0.52642 | 0.26703 | -0.19933 | 1.1679 | 1.1817 | 2.8551 | 2.3973
6 | 74000 | 0.13739 | 36.4054 | 0.19907 | -61.7854 | -3.5538 | 1.9705 | 9.7216 | 4.4742 | 0.71315 | 0.61895 | 2.9132 | 0.58062 | 0.25529 | -0.17698 | 1.2363 | 1.1678 | 2.7502 | 2.3727
6 | 74500 | 0.14724 | 36.3946 | 0.24563 | -61.7509 | -3.5997 | 2.0312 | 9.7583 | 4.4888 | 0.70923 | 0.63223 | 2.8662 | 0.53969 | 0.22078 | -0.21716 | 1.2313 | 1.2064 | 2.7224 | 2.3738
6 | 75000 | 0.091323 | 36.3812 | 0.27476 | -61.7354 | -3.5637 | 2.0255 | 9.7569 | 4.4654 | 0.75625 | 0.61858 | 2.885 | 0.52871 | 0.22186 | -0.2356 | 1.221 | 1.1687 | 2.7126 | 2.4271
6 | 75500 | 0.062913 | 36.3717 | 0.27142 | -61.7433 | -3.6008 | 2.0518 | 9.7743 | 4.476 | 0.79569 | 0.63373 | 2.8549 | 0.55266 | 0.19923 | -0.25488 | 1.2122 | 1.15 | 2.7484 | 2.444
6 | 76000 | 0.023742 | 36.3558 | 0.28422 | -61.7353 | -3.6067 | 2.0345 | 9.711 | 4.428 | 0.79576 | 0.66731 | 2.8975 | 0.55215 | 0.17302 | -0.23849 | 1.2545 | 1.1625 | 2.7592 | 2.4814
6 | 76500 | -0.025856 | 36.3527 | 0.27124 | -61.7227 | -3.5967 | 2.0362 | 9.7027 | 4.3706 | 0.8825 | 0.65083 | 2.9132 | 0.55845 | 0.19528 | -0.2071 | 1.2224 | 1.1661 | 2.7682 | 2.4621
6 | 77000 | -0.023735 | 36.3625 | 0.30975 | -61.721 | -3.623 | 2.0148 | 9.7169 | 4.3828 | 0.89301 | 0.61807 | 2.9534 | 0.5104 | 0.17769 | -0.16871 | 1.2557 | 1.148 | 2.8031 | 2.3905
6 | 77500 | -0.077631 | 36.3797 | 0.33227 | -61.7211 | -3.6609 | 1.9891 | 9.7154 | 4.3836 | 0.87749 | 0.65556 | 2.9591 | 0.50274 | 0.16745 | -0.1948 | 1.2538 | 1.2174 | 2.7994 | 2.4216
6 | 78000 | -0.051284 | 36.3798 | 0.33572 | -61.6822 | -3.6381 | 1.9652 | 9.6796 | 4.3574 | 0.91768 | 0.66385 | 2.9398 | 0.5232 | 0.20627 | -0.20115 | 1.2527 | 1.188 | 2.7699 | 2.3938
6 | 78500 | -0.052263 | 36.396 | 0.34182 | -61.6398 | -3.6416 | 1.9158 | 9.6875 | 4.3283 | 0.92413 | 0.66373 | 2.9015 | 0.48693 | 0.19695 | -0.17507 | 1.2728 | 1.1843 | 2.8048 | 2.4043
6 | 79000 | -0.065558 | 36.3814 | 0.37074 | -61.5966 | -3.6511 | 1.9001 | 9.6706 | 4.334 | 0.88168 | 0.67967 | 2.917 | 0.51945 | 0.14611 | -0.1578 | 1.2628 | 1.1506 | 2.8221 | 2.435
6 | 79500 | -0.057709 | 36.3953 | 0.36175 | -61.6363 | -3.6923 | 1.9227 | 9.6762 | 4.3727 | 0.86618 | 0.68361 | 2.9285 | 0.5166 | 0.13537 | -0.18023 | 1.3049 | 1.1702 | 2.8443 | 2.3884
6 | 80000 | -0.052111 | 36.3612 | 0.36031 | -61.5968 | -3.6623 | 1.9521 | 9.6762 | 4.376 | 0.8251 | 0.73314 | 2.9121 | 0.56688 | 0.14776 | -0.22785 | 1.2992 | 1.1026 | 2.8355 | 2.391
6 | 80500 | -0.050089 | 36.4443 | 0.32306 | -61.68 | -3.6537 | 1.9129 | 9.6874 | 4.3795 | 0.84902 | 0.71802 | 2.9496 | 0.59119 | 0.10981 | -0.23015 | 1.3175 | 1.0888 | 2.9201 | 2.3228
6 | 81000 | -0.050716 | 36.4179 | 0.33389 | -61.6969 | -3.6803 | 1.9112 | 9.6958 | 4.3695 | 0.80067 | 0.76695 | 2.9513 | 0.57667 | 0.10669 | -0.21171 | 1.3569 | 1.1014 | 2.9297 | 2.3211
6 | 81500 | -0.035205 | 36.4285 | 0.31669 | -61.6584 | -3.6982 | 1.9315 | 9.7207 | 4.3879 | 0.79594 | 0.77112 | 2.9004 | 0.5664 | 0.10047 | -0.21093 | 1.4085 | 1.0696 | 2.881 | 2.3242
6 | 82000 | -0.028635 | 36.4394 | 0.32577 | -61.5698 | -3.7204 | 1.9378 | 9.6775 | 4.4125 | 0.82697 | 0.781 | 2.9294 | 0.53059 | 0.091083 | -0.21146 | 1.3821 | 1.0628 | 2.8626 | 2.2709
6 | 82500 | -0.025949 | 36.4584 | 0.33664 | -61.575 | -3.7409 | 1.9303 | 9.6783 | 4.3862 | 0.84741 | 0.74998 | 2.9409 | 0.51381 | 0.091178 | -0.18865 | 1.4112 | 1.0386 | 2.8357 | 2.312
6 | 83000 | -0.0032003 | 36.4764 | 0.29345 | -61.5951 | -3.7697 | 1.9225 | 9.7292 | 4.3835 | 0.85194 | 0.72359 | 2.9204 | 0.5101 | 0.098481 | -0.13735 | 1.4276 | 1.0638 | 2.7935 | 2.3111
6 | 83500 | -0.017818 | 36.4682 | 0.25524 | -61.6004 | -3.7841 | 1.8978 | 9.6822 | 4.3934 | 0.87399 | 0.706 | 2.929 | 0.52257 | 0.11439 | -0.15324 | 1.4354 | 1.1039 | 2.8485 | 2.3252
6 | 84000 | -0.024228 | 36.4873 | 0.23772 | -61.6631 | -3.7984 | 1.919 | 9.7174 | 4.4093 | 0.8745 | 0.72543 | 2.9008 | 0.52891 | 0.11275 | -0.15498 | 1.4632 | 1.0843 | 2.8517 | 2.3286
6 | 84500 | -0.054644 | 36.486 | 0.24901 | -61.6469 | -3.8028 | 1.9515 | 9.7322 | 4.4411 | 0.87294 | 0.72498 | 2.8733 | 0.54464 | 0.11604 | -0.15135 | 1.4864 | 1.0906 | 2.7848 | 2.3023
6 | 85000 | -0.065572 | 36.4482 | 0.23958 | -61.6013 | -3.7893 | 1.9508 | 9.6913 | 4.431 | 0.90466 | 0.73618 | 2.8593 | 0.56203 | 0.060786 | -0.13221 | 1.499 | 1.1235 | 2.7663 | 2.3159
6 | 85500 | -0.066558 | 36.4149 | 0.28724 | -61.5745 | -3.8267 | 1.9087 | 9.7314 | 4.4774 | 0.9423 | 0.70986 | 2.856 | 0.5791 | 0.049564 | -0.15371 | 1.4786 | 1.1039 | 2.7768 | 2.306
6 | 86000 | -0.12447 | 36.4362 | 0.25584 | -61.6224 | -3.8357 | 1.9351 | 9.7469 | 4.5214 | 0.9287 | 0.69804 | 2.8436 | 0.58903 | 0.073774 | -0.12786 | 1.4858 | 1.1191 | 2.7406 | 2.3366
6 | 86500 | -0.13011 | 36.411 | 0.22927 | -61.6603 | -3.7971 | 1.9827 | 9.746 | 4.5208 | 0.95016 | 0.66392 | 2.8344 | 0.57697 | 0.093159 | -0.16581 | 1.4769 | 1.1396 | 2.7496 | 2.3791
6 | 87000 | -0.15193 | 36.4006 | 0.18017 | -61.6235 | -3.7877 | 1.9794 | 9.7574 | 4.5077 | 0.96109 | 0.72158 | 2.8248 | 0.5554 | 0.062107 | -0.16989 | 1.4707 | 1.1476 | 2.7675 | 2.3973
6 | 87500 | -0.13205 | 36.3481 | 0.16937 | -61.5921 | -3.7901 | 1.9835 | 9.7431 | 4.5027 | 0.96417 | 0.72147 | 2.8519 | 0.53439 | 0.03365 | -0.16514 | 1.4561 | 1.1515 | 2.7507 | 2.4688
6 | 88000 | -0.08564 | 36.3252 | 0.16507 | -61.6148 | -3.7717 | 1.9843 | 9.752 | 4.5558 | 0.95511 | 0.7157 | 2.8201 | 0.51922 | 0.068235 | -0.16762 | 1.515 | 1.1558 | 2.6894 | 2.4188
6 | 88500 | -0.12184 | 36.3642 | 0.18585 | -61.5806 | -3.8046 | 1.9817 | 9.7464 | 4.5363 | 1 | 0.68529 | 2.8154 | 0.51692 | 0.050598 | -0.19916 | 1.5395 | 1.1501 | 2.6997 | 2.4344
6 | 89000 | -0.11709 | 36.4062 | 0.16164 | -61.5935 | -3.8179 | 2.0086 | 9.7678 | 4.4945 | 0.99993 | 0.72587 | 2.8142 | 0.54918 | 0.05835 | -0.1775 | 1.507 | 1.1068 | 2.677 | 2.4292
6 | 89500 | -0.08149 | 36.4136 | 0.16833 | -61.6218 | -3.8363 | 2.036 | 9.7536 | 4.5192 | 0.99284 | 0.72769 | 2.8201 | 0.55274 | 0.064052 | -0.17842 | 1.5286 | 1.087 | 2.6218 | 2.4327
6 | 90000 | -0.073972 | 36.4507 | 0.19659 | -61.6866 | -3.8313 | 2.0259 | 9.775 | 4.5565 | 1.002 | 0.69229 | 2.8428 | 0.52607 | 0.076012 | -0.1798 | 1.5314 | 1.0753 | 2.6638 | 2.3575
6 | 90500 | -0.05377 | 36.4484 | 0.24806 | -61.6587 | -3.8206 | 1.9912 | 9.7544 | 4.5496 | 0.96417 | 0.69737 | 2.8345 | 0.5417 | 0.091797 | -0.20015 | 1.5398 | 1.0845 | 2.6747 | 2.3133
6 | 91000 | -0.038426 | 36.4584 | 0.21308 | -61.6355 | -3.8262 | 2.0029 | 9.7108 | 4.5516 | 0.96975 | 0.71234 | 2.834 | 0.55261 | 0.090176 | -0.18358 | 1.5393 | 1.112 | 2.6706 | 2.2663
6 | 91500 | -0.038535 | 36.3908 | 0.24524 | -61.6059 | -3.8646 | 1.9972 | 9.7065 | 4.5676 | 0.95768 | 0.70552 | 2.8459 | 0.56249 | 0.10147 | -0.15905 | 1.5357 | 1.1101 | 2.6548 | 2.2872
6 | 92000 | -0.055391 | 36.3829 | 0.25593 | -61.5666 | -3.8574 | 2.015 | 9.732 | 4.5484 | 0.99768 | 0.69327 | 2.852 | 0.58199 | 0.079201 | -0.1947 | 1.5567 | 1.0728 | 2.6877 | 2.2187
6 | 92500 | -0.061002 | 36.4019 | 0.23009 | -61.5591 | -3.8654 | 1.9883 | 9.7429 | 4.57 | 1.0057 | 0.65603 | 2.8601 | 0.55771 | 0.083657 | -0.20572 | 1.6007 | 1.0864 | 2.6983 | 2.2093
6 | 93000 | -0.081177 | 36.4174 | 0.21789 | -61.5845 | -3.8683 | 1.9965 | 9.7124 | 4.5539 | 1.0136 | 0.66262 | 2.876 | 0.55161 | 0.077076 | -0.17795 | 1.6183 | 1.1046 | 2.7056 | 2.2048
6 | 93500 | -0.062517 | 36.4212 | 0.20925 | -61.5658 | -3.8522 | 2.0059 | 9.6763 | 4.4979 | 1.0268 | 0.64766 | 2.8622 | 0.56479 | 0.076499 | -0.16182 | 1.6355 | 1.1032 | 2.7156 | 2.1996
6 | 94000 | -0.060488 | 36.4327 | 0.19018 | -61.5546 | -3.8312 | 2.0072 | 9.631 | 4.522 | 1.0058 | 0.66341 | 2.8638 | 0.54267 | 0.077587 | -0.18087 | 1.6426 | 1.1252 | 2.7637 | 2.1593
6 | 94500 | -0.057347 | 36.4407 | 0.15654 | -61.5724 | -3.8297 | 1.9987 | 9.6248 | 4.5069 | 1.0235 | 0.6486 | 2.8752 | 0.56258 | 0.091805 | -0.16184 | 1.6437 | 1.1402 | 2.7321 | 2.176
6 | 95000 | -0.054381 | 36.3825 | 0.1556 | -61.5338 | -3.8291 | 2.0043 | 9.5845 | 4.5384 | 1.0033 | 0.64404 | 2.8856 | 0.54511 | 0.064959 | -0.17062 | 1.6513 | 1.1224 | 2.7931 | 2.213
6 | 95500 | -0.017045 | 36.357 | 0.12414 | -61.5572 | -3.8177 | 1.9804 | 9.5959 | 4.533 | 1.0193 | 0.67134 | 2.871 | 0.5387 | 0.086805 | -0.15366 | 1.6341 | 1.1419 | 2.7908 | 2.2014
6 | 96000 | 0.005108 | 36.428 | 0.12019 | -61.6659 | -3.8138 | 2.0061 | 9.6291 | 4.5181 | 1.0099 | 0.66931 | 2.8555 | 0.58035 | 0.087718 | -0.21947 | 1.6056 | 1.1789 | 2.8075 | 2.1977
6 | 96500 | -0.052245 | 36.416 | 0.12814 | -61.6307 | -3.8124 | 2.0368 | 9.6696 | 4.5098 | 1.0287 | 0.64901 | 2.8467 | 0.57914 | 0.087603 | -0.22997 | 1.5894 | 1.1603 | 2.8287 | 2.1954
6 | 97000 | -0.037889 | 36.3663 | 0.13478 | -61.5981 | -3.8205 | 2.0209 | 9.6332 | 4.5295 | 1.0279 | 0.63574 | 2.8732 | 0.56176 | 0.054953 | -0.22344 | 1.601 | 1.1878 | 2.8111 | 2.242
6 | 97500 | -0.021325 | 36.3805 | 0.12697 | -61.5818 | -3.8248 | 1.9987 | 9.6592 | 4.4921 | 1.046 | 0.63199 | 2.8678 | 0.55025 | 0.051629 | -0.2352 | 1.5852 | 1.1848 | 2.8311 | 2.2569
6 | 98000 | -0.041031 | 36.3693 | 0.12892 | -61.6162 | -3.8323 | 1.998 | 9.6346 | 4.4716 | 1.0631 | 0.64009 | 2.8714 | 0.55064 | 0.045389 | -0.22811 | 1.6181 | 1.1916 | 2.8262 | 2.3089
6 | 98500 | -0.025617 | 36.3254 | 0.11713 | -61.5301 | -3.7943 | 1.9965 | 9.5986 | 4.4427 | 1.0622 | 0.60883 | 2.8782 | 0.55482 | 0.054629 | -0.19922 | 1.5923 | 1.1953 | 2.8465 | 2.2763
6 | 99000 | 0.014548 | 36.3414 | 0.10217 | -61.54 | -3.8245 | 2.0009 | 9.6074 | 4.4439 | 1.0548 | 0.61358 | 2.8711 | 0.57399 | 0.064652 | -0.20072 | 1.5867 | 1.1649 | 2.8621 | 2.2633
6 | 99500 | 0.025314 | 36.3614 | 0.095238 | -61.5477 | -3.8161 | 2.0083 | 9.6054 | 4.4614 | 1.0309 | 0.61632 | 2.8457 | 0.59136 | 0.068296 | -0.2163 | 1.5674 | 1.1522 | 2.8732 | 2.2777
6 | 100000 | 0.036018 | 36.3581 | 0.078406 | -61.518 | -3.7915 | 2.01 | 9.5836 | 4.4621 | 1.0203 | 0.62751 | 2.8503 | 0.60373 | 0.060518 | -0.20683 | 1.5591 | 1.1243 | 2.8276 | 2.315
7 | 100 | -2.5193 | 34.219 | 12.6127 | -97.7842 | 3.6901 | 12.7055 | 20.2016 | -1.1933 | 7.9862 | -2.7986 | -11.928 | 7.674 | 6.1044 | -3.1014 | -2.1325 | 6.7367 | 2.9136 | 6.6135
7 | 500 | -0.385 | 38.8941 | 1.0664 | -69.6322 | -7.2007 | 0.1483 | 14.1701 | 3.7655 | -1.6148 | -2.9718 | 3.0996 | -1.6781 | -3.6269 | -0.49797 | 2.7744 | 6.861 | 4.011 | 12.8171
7 | 1000 | 4.2193 | 35.3726 | -4.4113 | -63.7097 | -7.4938 | 1.4159 | 12.4835 | 4.8103 | 1.2022 | -0.52478 | -0.67096 | 1.7054 | -1.472 | -1.1626 | 2.2972 | 5.142 | 3.1447 | 7.652
7 | 1500 | 5.8387 | 38.5345 | -3.1007 | -67.5728 | -6.7487 | 2.1642 | 11.1594 | 5.338 | 0.30385 | -1.9719 | -0.73575 | 3.941 | 1.244 | 1.3872 | 3.7699 | 1.1635 | 0.64102 | 4.6445
7 | 2000 | 3.7524 | 39.6444 | -1.6539 | -67.8218 | -6.4191 | 0.93777 | 10.386 | 5.4215 | 0.83044 | -0.17422 | 1.6309 | 2.8095 | 0.2179 | 2.1884 | 2.7412 | 0.59722 | 1.1566 | 3.7548
7 | 2500 | 2.4674 | 40.6038 | -1.6733 | -67.7483 | -5.3243 | 1.2481 | 10.4787 | 5.3395 | -0.47037 | 1.4819 | -0.11246 | 2.1653 | 0.30581 | 2.4183 | 2.5188 | 1.6408 | 2.0719 | 2.5883
7 | 3000 | 1.8368 | 40.0868 | -1.2676 | -66.6118 | -5.215 | 0.54789 | 10.2642 | 4.6629 | 0.4529 | 1.8638 | 0.93879 | 2.7119 | 0.21235 | 2.5114 | 1.4851 | 2.0798 | 1.5117 | 1.9281
7 | 3500 | 2.0649 | 39.3238 | -1.511 | -66.0152 | -4.3792 | 1.0369 | 8.2481 | 4.8669 | 0.10898 | 1.9595 | 1.2075 | 2.7558 | 0.68597 | 2.191 | 0.86307 | 1.8584 | 2.4276 | 2.3072
7 | 4000 | 1.3847 | 39.4341 | -1.6108 | -67.1655 | -4.3449 | 1.1336 | 9.2022 | 6.0791 | 0.34123 | 1.2604 | 0.42577 | 3.1436 | 1.019 | 2.5906 | 1.4027 | 1.0471 | 3.1521 | 1.505
7 | 4500 | 1.2181 | 39.5237 | -1.0233 | -65.9583 | -4.4792 | 1.2857 | 9.3015 | 6.4701 | 0.57015 | 1.438 | 0.57259 | 2.294 | 1.098 | 1.3489 | 1.018 | 1.044 | 1.8625 | 2.4158
7 | 5000 | 0.83125 | 39.6208 | -0.87638 | -65.8571 | -4.0236 | 1.7161 | 9.9704 | 5.4407 | 0.013467 | 0.6389 | 1.6497 | 1.6628 | 0.8355 | 1.2321 | 0.53852 | 1.6355 | 1.9556 | 3.0157
7 | 5500 | 0.74983 | 39.3212 | -0.40273 | -66.3729 | -4.3274 | 1.8496 | 10.2868 | 5.493 | -0.031543 | 0.57206 | 2.3847 | 1.0457 | 0.65886 | 0.79804 | 0.92898 | 1.852 | 2.2382 | 2.9554
7 | 6000 | 0.37085 | 39.3414 | -0.14043 | -65.8421 | -3.6551 | 1.8519 | 10.1606 | 5.3238 | -0.19232 | 0.56591 | 2.3544 | 0.72358 | 0.67942 | 0.25589 | 0.71081 | 2.0272 | 2.286 | 3.1782
7 | 6500 | 0.24499 | 39.2341 | 0.70232 | -64.8118 | -4.5155 | 1.6488 | 10.2595 | 4.9892 | -0.46115 | 0.17032 | 2.0864 | 0.20426 | 0.60148 | 0.13599 | 0.85063 | 2.1542 | 2.8889 | 3.6174
7 | 7000 | 0.28368 | 39.3097 | 0.11254 | -64.7644 | -4.2434 | 1.6812 | 10.6891 | 4.5816 | -0.20348 | 0.5948 | 2.3227 | 0.074519 | 1.3322 | -0.08317 | 0.95885 | 2.0479 | 2.4531 | 2.8525
7 | 7500 | 0.47372 | 39.5554 | 0.4586 | -64.5471 | -4.0627 | 1.3375 | 10.3763 | 4.383 | -0.10116 | 0.37395 | 2.4685 | 0.095422 | 1.5867 | -0.097077 | 0.67617 | 2.1357 | 2.2555 | 2.6315
7 | 8000 | 0.26808 | 39.0654 | 0.78395 | -63.7228 | -4.2615 | 1.2837 | 10.4531 | 4.1948 | -0.037604 | 0.26503 | 2.7328 | 0.21931 | 1.1678 | -0.52428 | 0.58646 | 2.4229 | 2.2741 | 2.8286
7 | 8500 | 0.24237 | 39.0079 | 0.45053 | -63.3886 | -4.2639 | 1.2627 | 10.0533 | 4.1481 | -0.4436 | 0.12406 | 2.4298 | 0.5075 | 1.0853 | -0.40525 | 1.0795 | 2.3702 | 2.7668 | 2.9733
7 | 9000 | 0.29017 | 38.8327 | 0.18732 | -62.7632 | -4.048 | 1.6821 | 9.8856 | 4.4218 | -0.51887 | 0.2107 | 2.4409 | 0.3605 | 1.0789 | -0.41916 | 1.1402 | 2.1693 | 2.5754 | 2.4736
7 | 9500 | 0.273 | 38.4395 | 0.43942 | -62.3283 | -3.7402 | 1.5037 | 9.4797 | 4.2213 | -0.2147 | 0.44389 | 2.1621 | 0.29017 | 0.64654 | -0.30982 | 1.1816 | 2.3725 | 2.4407 | 2.699
7 | 10000 | -0.015269 | 38.4636 | 0.34005 | -62.493 | -3.5538 | 1.3877 | 9.1722 | 4.1518 | -0.19817 | 0.68189 | 2.6721 | 0.060235 | 0.71124 | -0.43052 | 1.3363 | 2.5592 | 2.7343 | 2.42
7 | 10500 | 0.14723 | 38.878 | 0.53431 | -63.0263 | -3.4129 | 1.2859 | 8.9748 | 4.0713 | -0.2765 | 0.57461 | 2.5808 | 0.00036296 | 0.47037 | -0.48436 | 1.309 | 2.6728 | 2.7924 | 2.9083
7 | 11000 | 0.044826 | 38.6557 | 0.53579 | -63.0526 | -3.4278 | 1.3666 | 8.8598 | 4.3121 | -0.15156 | 0.51732 | 2.6214 | 0.012842 | 0.63376 | -0.34723 | 1.3374 | 2.6328 | 2.733 | 2.7158
7 | 11500 | 0.16216 | 38.6041 | 0.2761 | -62.421 | -3.2019 | 1.3153 | 8.9615 | 4.2104 | -0.18395 | 0.30282 | 2.3905 | -0.040795 | 0.56225 | -0.12297 | 1.2924 | 2.5692 | 2.5974 | 2.7266
7 | 12000 | 0.2464 | 38.5096 | 0.019485 | -62.8381 | -3.0686 | 1.2032 | 9.1739 | 4.1548 | -0.067432 | 0.4111 | 2.1556 | -0.066704 | 0.88539 | -0.22817 | 1.4224 | 2.6078 | 3.0171 | 2.4622
7 | 12500 | 0.090539 | 38.6365 | 0.0027823 | -63.2566 | -3.5719 | 1.6058 | 9.0844 | 4.4574 | 0.057233 | 0.39038 | 2.1591 | 0.039324 | 0.98837 | -0.32044 | 1.3381 | 2.6833 | 3.0769 | 2.5388
7 | 13000 | -0.23106 | 38.9194 | 0.13227 | -63.4143 | -3.5697 | 1.6837 | 9.3696 | 4.7045 | 0.0073611 | 0.19516 | 2.1854 | 0.19306 | 1.0211 | -0.42642 | 1.2984 | 2.5144 | 2.7819 | 2.6351
7 | 13500 | -0.29354 | 38.8804 | 0.029552 | -63.2504 | -3.5075 | 1.6651 | 9.3539 | 4.6814 | -0.075187 | 0.1951 | 2.2974 | 0.22817 | 1.1161 | -0.077096 | 1.1347 | 2.5704 | 2.4576 | 2.594
7 | 14000 | -0.21233 | 38.9931 | 0.056839 | -63.3435 | -3.6291 | 1.8616 | 9.2179 | 4.5748 | -0.0071311 | 0.3811 | 2.0813 | 0.23639 | 1.1849 | -0.27454 | 1.296 | 2.6151 | 2.6526 | 2.315
7 | 14500 | -0.26507 | 38.9652 | 0.02194 | -63.7346 | -3.7117 | 1.9634 | 9.1926 | 4.7839 | 0.13719 | 0.44436 | 2.2843 | 0.081167 | 1.4097 | -0.5023 | 1.4293 | 2.5902 | 2.657 | 2.2534
7 | 15000 | -0.28696 | 38.9963 | 0.10701 | -63.5651 | -3.7223 | 1.9512 | 9.058 | 4.8054 | -0.0053067 | 0.55059 | 2.4199 | -0.014148 | 1.2416 | -0.37204 | 1.3791 | 2.434 | 2.7658 | 2.257
7 | 15500 | -0.60487 | 38.7023 | 0.33648 | -63.5265 | -3.8513 | 2.0568 | 8.9282 | 4.8145 | 0.073267 | 0.66984 | 2.6861 | 0.094066 | 1.089 | -0.18174 | 1.3023 | 2.5227 | 2.3007 | 2.5881
7 | 16000 | -0.79887 | 38.8157 | 0.344 | -63.579 | -3.7022 | 2.2248 | 8.9785 | 4.9562 | 0.13824 | 0.43838 | 2.4126 | 0.1818 | 1.01 | -0.30492 | 1.3106 | 2.6763 | 2.1769 | 2.721
7 | 16500 | -0.77195 | 38.834 | 0.2956 | -63.3572 | -3.5622 | 2.336 | 8.8854 | 5.1936 | 0.12101 | 0.30842 | 2.3954 | 0.092271 | 0.99443 | -0.35374 | 1.3027 | 2.6782 | 1.9792 | 2.6287
7 | 17000 | -0.86564 | 38.7321 | 0.34553 | -63.0278 | -3.6235 | 2.3707 | 8.8135 | 5.3244 | -0.044681 | 0.28865 | 2.4647 | 0.13846 | 0.96855 | -0.46617 | 1.4208 | 2.7263 | 2.0281 | 2.406
7 | 17500 | -0.94883 | 38.5153 | 0.45343 | -62.8483 | -3.6708 | 2.6991 | 8.9344 | 5.1922 | -0.11895 | 0.19824 | 2.3728 | 0.13864 | 0.97402 | -0.67842 | 1.2937 | 2.7324 | 2.287 | 2.4741
7 | 18000 | -0.91245 | 38.4456 | 0.26573 | -62.828 | -3.8742 | 2.5788 | 9.0775 | 5.2339 | -0.12516 | 0.13798 | 2.3884 | 0.23579 | 0.91707 | -0.69432 | 1.2479 | 2.8203 | 2.4721 | 2.6131
7 | 18500 | -0.82552 | 38.4619 | 0.21785 | -62.9774 | -3.6688 | 2.615 | 8.9983 | 5.2203 | -0.011863 | 0.035157 | 2.4179 | 0.27716 | 0.81233 | -0.69719 | 1.1911 | 2.7244 | 2.6396 | 2.5699
7 | 19000 | -0.82274 | 38.6769 | 0.23428 | -62.8986 | -3.5667 | 2.6554 | 9.0808 | 5.2344 | 0.01035 | 0.016743 | 2.5375 | 0.17461 | 0.67316 | -0.8517 | 1.1082 | 2.6446 | 2.6871 | 2.4058
7 | 19500 | -0.93618 | 38.3982 | 0.30622 | -62.7134 | -3.5749 | 2.6792 | 9.2101 | 5.2416 | 8.7179e-05 | -0.0007327 | 2.627 | 0.30761 | 0.683 | -0.75852 | 0.96666 | 2.7067 | 2.6922 | 2.1651
7 | 20000 | -0.88674 | 38.4051 | 0.32658 | -62.981 | -3.6251 | 2.5544 | 9.1877 | 5.3203 | 0.19714 | 0.089942 | 2.6464 | 0.30834 | 0.6958 | -0.53675 | 0.92663 | 2.4718 | 2.6047 | 2.2947
7 | 20500 | -0.72695 | 38.4072 | 0.32993 | -62.8794 | -3.6767 | 2.4906 | 9.2333 | 5.2651 | 0.20182 | 0.073069 | 2.6359 | 0.25174 | 0.68057 | -0.38981 | 0.7846 | 2.4486 | 2.7621 | 2.1083
7 | 21000 | -0.84981 | 38.418 | 0.33431 | -62.9386 | -3.6449 | 2.4162 | 9.2524 | 5.2746 | 0.17529 | 0.097366 | 2.5353 | 0.34921 | 0.59721 | -0.39053 | 0.79883 | 2.5901 | 2.7951 | 2.19
7 | 21500 | -0.82462 | 38.3975 | 0.2341 | -62.8441 | -3.4017 | 2.4917 | 9.0896 | 5.2375 | -0.19671 | 0.04504 | 2.6803 | 0.35594 | 0.50848 | -0.31529 | 0.82269 | 2.4913 | 2.809 | 2.4193
7 | 22000 | -0.70954 | 38.5395 | 0.41394 | -63.1635 | -3.3918 | 2.3473 | 9.3291 | 5.2293 | -0.23026 | -0.040251 | 2.6381 | 0.56545 | 0.4044 | -0.34691 | 0.73912 | 2.4661 | 2.7932 | 2.4167
7 | 22500 | -0.63911 | 38.3813 | 0.58158 | -63.0446 | -3.373 | 2.4128 | 9.4023 | 4.9789 | -0.11404 | 0.035123 | 2.7032 | 0.46751 | 0.39119 | -0.29164 | 0.5938 | 2.4999 | 2.7985 | 2.2164
7 | 23000 | -0.79862 | 38.4489 | 0.64812 | -62.9871 | -3.3648 | 2.4586 | 9.399 | 5.0573 | 0.029908 | -0.028163 | 2.5519 | 0.63375 | 0.32622 | -0.15183 | 0.50702 | 2.4213 | 2.6991 | 2.1495
7 | 23500 | -0.69317 | 38.3333 | 0.61857 | -62.9094 | -3.2401 | 2.3817 | 9.3121 | 5.0736 | 0.0046978 | 0.068277 | 2.5708 | 0.50103 | 0.46659 | -0.11847 | 0.59925 | 2.4417 | 2.6726 | 1.917
7 | 24000 | -0.63282 | 38.3014 | 0.7841 | -62.8128 | -3.3402 | 2.2849 | 9.3219 | 4.9903 | -0.020892 | 0.098228 | 2.4999 | 0.3455 | 0.50664 | -0.10812 | 0.67492 | 2.3561 | 2.7086 | 2.0423
7 | 24500 | -0.5796 | 38.4236 | 0.8695 | -62.8198 | -3.5031 | 2.2794 | 9.2069 | 5.0549 | -0.010159 | -0.049436 | 2.5249 | 0.24671 | 0.72514 | -0.14953 | 0.59668 | 2.3145 | 2.6488 | 2.2206
7 | 25000 | -0.6891 | 38.5022 | 0.93414 | -62.9213 | -3.642 | 2.2351 | 9.084 | 5.1759 | -0.036526 | 0.059424 | 2.5629 | 0.36414 | 0.66231 | -0.13446 | 0.81526 | 2.2586 | 2.5207 | 2.2487
7 | 25500 | -0.697 | 38.5748 | 0.9014 | -62.95 | -3.6679 | 2.2 | 8.9783 | 5.1352 | 0.17935 | 0.027578 | 2.5646 | 0.47989 | 0.70654 | -0.12106 | 0.79548 | 2.1665 | 2.7654 | 1.9609
7 | 26000 | -0.68599 | 38.5541 | 0.91375 | -63.0345 | -3.7287 | 2.2572 | 9.0038 | 5.1169 | 0.23101 | 0.0079402 | 2.4748 | 0.37623 | 0.6867 | -0.12111 | 0.81985 | 2.24 | 2.9692 | 1.9188
7 | 26500 | -0.59324 | 38.52 | 0.94959 | -63.0607 | -3.7884 | 2.3002 | 8.9748 | 5.2577 | 0.2012 | 0.014639 | 2.6048 | 0.29487 | 0.57624 | -0.030987 | 0.83773 | 2.1054 | 2.9513 | 1.8849
7 | 27000 | -0.64706 | 38.5675 | 0.97007 | -62.9179 | -3.8275 | 2.4025 | 8.8592 | 5.2611 | 0.18658 | -0.033587 | 2.5821 | 0.094783 | 0.63192 | -0.1117 | 0.9333 | 2.2419 | 3.0397 | 1.7671
7 | 27500 | -0.74667 | 38.4749 | 0.99955 | -63.0492 | -3.8343 | 2.4577 | 8.7632 | 5.1636 | 0.18718 | -0.089388 | 2.664 | 0.098124 | 0.79625 | -0.11769 | 0.95989 | 2.3125 | 3.1297 | 1.8307
7 | 28000 | -0.83672 | 38.3654 | 0.91577 | -62.918 | -3.8154 | 2.5205 | 8.7775 | 5.1823 | 0.20155 | 0.083409 | 2.6839 | 0.054969 | 0.86839 | -0.23886 | 0.94666 | 2.2777 | 3.234 | 1.6969
7 | 28500 | -0.89816 | 38.3829 | 0.95018 | -62.9396 | -3.7883 | 2.57 | 8.7568 | 5.1269 | 0.31491 | 0.068491 | 2.6571 | 0.09537 | 0.84641 | -0.2457 | 1.0734 | 2.1686 | 3.3641 | 1.4966
7 | 29000 | -0.83933 | 38.4643 | 0.88014 | -63.0746 | -3.7475 | 2.4765 | 8.7779 | 5.1447 | 0.27529 | 0.037339 | 2.6452 | -0.049758 | 0.8921 | -0.11812 | 0.99117 | 2.2095 | 3.4204 | 1.6147
7 | 29500 | -0.8449 | 38.3929 | 1.0094 | -62.965 | -3.7658 | 2.3695 | 8.7191 | 5.0731 | 0.15494 | 0.064818 | 2.6567 | 0.085958 | 0.97462 | -0.2261 | 1.0394 | 2.1584 | 3.3639 | 1.7391
7 | 30000 | -0.77127 | 38.4018 | 0.95232 | -62.9299 | -3.7422 | 2.4192 | 8.6357 | 5.0386 | 0.10226 | 0.056031 | 2.6852 | 0.13326 | 0.99029 | -0.32388 | 1.0477 | 2.1971 | 3.4206 | 1.6873
7 | 30500 | -0.70036 | 38.2739 | 1.015 | -62.8667 | -3.6733 | 2.3788 | 8.6074 | 5.0442 | 0.10918 | 0.12198 | 2.7002 | 0.14921 | 0.84189 | -0.28734 | 0.96327 | 2.2053 | 3.3081 | 1.8091
7 | 31000 | -0.59874 | 38.2539 | 1.1079 | -62.925 | -3.7051 | 2.3412 | 8.7195 | 5.0327 | 0.07305 | 0.17868 | 2.7296 | 0.17334 | 0.88147 | -0.35034 | 1.1031 | 2.0026 | 3.36 | 1.6223
7 | 31500 | -0.51082 | 38.2658 | 1.0291 | -62.8309 | -3.7096 | 2.4125 | 8.8069 | 4.9704 | 0.13926 | 0.11984 | 2.7054 | 0.11986 | 0.81462 | -0.37866 | 1.0884 | 1.9441 | 3.2638 | 1.7501
7 | 32000 | -0.53759 | 38.276 | 1.0451 | -62.8097 | -3.7197 | 2.4101 | 8.7184 | 4.9566 | 0.23318 | 0.076139 | 2.6837 | 0.11384 | 0.79733 | -0.42659 | 1.1376 | 1.8672 | 3.2853 | 1.8931
7 | 32500 | -0.507 | 38.3099 | 1.1095 | -62.7869 | -3.6853 | 2.293 | 8.8274 | 4.9973 | 0.2763 | 0.056097 | 2.6487 | 0.28227 | 0.70658 | -0.44528 | 1.1483 | 1.8498 | 3.0615 | 1.8579
7 | 33000 | -0.46309 | 38.322 | 1.028 | -63.0167 | -3.7149 | 2.1752 | 8.8258 | 5.0288 | 0.26447 | 0.079774 | 2.6137 | 0.30501 | 0.74472 | -0.45063 | 1.1693 | 1.9674 | 3.1198 | 2.0014
7 | 33500 | -0.44796 | 38.304 | 0.99938 | -62.8583 | -3.703 | 2.092 | 8.7798 | 4.9966 | 0.29954 | 0.082768 | 2.6088 | 0.23714 | 0.75123 | -0.41102 | 1.1531 | 1.9488 | 3.1367 | 2.0304
7 | 34000 | -0.42446 | 38.4309 | 0.91514 | -63.0791 | -3.6245 | 1.986 | 8.8572 | 5.0516 | 0.36077 | 0.036862 | 2.6421 | 0.29027 | 0.84905 | -0.432 | 1.182 | 1.9084 | 2.9407 | 2.1091
7 | 34500 | -0.40422 | 38.3761 | 0.86362 | -63.1674 | -3.6613 | 2.131 | 8.9476 | 5.125 | 0.43382 | 0.077491 | 2.6773 | 0.3178 | 0.83884 | -0.38426 | 1.1162 | 1.8279 | 2.8531 | 2.0314
7 | 35000 | -0.37655 | 38.3172 | 0.82556 | -63.1995 | -3.5957 | 2.1738 | 9.0148 | 5.0715 | 0.43405 | 0.10361 | 2.7143 | 0.36407 | 0.90186 | -0.37366 | 1.1557 | 1.7662 | 2.7487 | 1.954
7 | 35500 | -0.36752 | 38.3241 | 0.8031 | -63.2494 | -3.6107 | 2.2275 | 9.1532 | 5.0695 | 0.33417 | 0.11649 | 2.6986 | 0.32815 | 0.90986 | -0.31433 | 1.1521 | 1.7957 | 2.7787 | 1.8509
7 | 36000 | -0.37285 | 38.2954 | 0.74718 | -63.2892 | -3.5854 | 2.1791 | 9.1891 | 5.0531 | 0.38613 | 0.15055 | 2.7459 | 0.27525 | 0.8811 | -0.2901 | 1.1177 | 1.8838 | 2.7587 | 1.8746
7 | 36500 | -0.26945 | 38.2631 | 0.6869 | -63.2128 | -3.5104 | 2.1295 | 9.2022 | 5.0219 | 0.37074 | 0.16132 | 2.7427 | 0.26061 | 0.86836 | -0.35994 | 1.1482 | 1.708 | 2.8459 | 1.9431
7 | 37000 | -0.29983 | 38.2547 | 0.73129 | -63.1645 | -3.5197 | 2.1466 | 9.1969 | 5.0602 | 0.34549 | 0.10818 | 2.8219 | 0.2156 | 0.8096 | -0.32476 | 1.1242 | 1.7185 | 2.8988 | 1.8768
7 | 37500 | -0.26163 | 38.2976 | 0.72831 | -63.1586 | -3.5373 | 2.2279 | 9.2784 | 5.0677 | 0.34119 | 0.042414 | 2.8267 | 0.20906 | 0.76927 | -0.23906 | 1.0798 | 1.636 | 2.8977 | 1.7945
7 | 38000 | -0.29897 | 38.2966 | 0.81949 | -63.1628 | -3.6401 | 2.1477 | 9.2519 | 4.9729 | 0.36896 | 0.081216 | 2.8949 | 0.16793 | 0.78944 | -0.13779 | 1.1027 | 1.5496 | 2.8444 | 1.952
7 | 38500 | -0.31221 | 38.3319 | 0.87644 | -63.2821 | -3.6293 | 2.1539 | 9.2444 | 5.0263 | 0.33642 | 0.062389 | 2.9328 | 0.24421 | 0.77866 | -0.11244 | 1.1289 | 1.544 | 2.7734 | 1.9023
7 | 39000 | -0.29412 | 38.3597 | 0.84911 | -63.2467 | -3.5975 | 2.1154 | 9.292 | 5.0482 | 0.41084 | 0.014098 | 2.9261 | 0.26995 | 0.80143 | -0.13094 | 1.0868 | 1.4544 | 2.8511 | 1.7902
7 | 39500 | -0.34098 | 38.3098 | 0.80312 | -63.1218 | -3.5822 | 2.0997 | 9.3289 | 4.9161 | 0.41516 | 0.033791 | 2.8628 | 0.3023 | 0.87382 | -0.13274 | 1.0789 | 1.4852 | 2.9187 | 1.7495
7 | 40000 | -0.31125 | 38.2454 | 0.827 | -62.9704 | -3.6797 | 2.1277 | 9.3511 | 4.9011 | 0.45081 | 0.057472 | 2.8233 | 0.2231 | 0.8573 | -0.085482 | 1.0815 | 1.4447 | 2.8653 | 1.7909
7 | 40500 | -0.27118 | 38.2532 | 0.84527 | -63.0343 | -3.7715 | 2.0787 | 9.3267 | 4.9837 | 0.45621 | 0.036894 | 2.9039 | 0.17822 | 0.86852 | -0.075355 | 1.0987 | 1.4078 | 2.8866 | 1.8279
7 | 41000 | -0.35581 | 38.2935 | 0.78051 | -63.0827 | -3.7379 | 2.1374 | 9.3653 | 4.9538 | 0.42761 | -0.064566 | 2.8925 | 0.22046 | 0.87202 | -0.082179 | 1.1478 | 1.3942 | 2.8927 | 1.9452
7 | 41500 | -0.30815 | 38.1507 | 0.88402 | -62.8519 | -3.6845 | 2.2213 | 9.1964 | 4.9299 | 0.44202 | -0.00624 | 2.9034 | 0.19094 | 0.83528 | -0.1523 | 1.0875 | 1.3396 | 2.8338 | 1.9882
7 | 42000 | -0.2745 | 38.0936 | 0.73392 | -62.802 | -3.6471 | 2.236 | 9.197 | 4.8877 | 0.52821 | 0.01618 | 2.9342 | 0.21337 | 0.69082 | -0.11124 | 1.0767 | 1.3633 | 2.8127 | 2.0512
7 | 42500 | -0.26216 | 38.1456 | 0.65656 | -62.8143 | -3.6358 | 2.1667 | 9.184 | 4.9203 | 0.47281 | 0.099365 | 2.8739 | 0.14919 | 0.73618 | -0.017516 | 1.0425 | 1.3367 | 2.8405 | 2.1054
7 | 43000 | -0.26257 | 38.1444 | 0.65813 | -62.786 | -3.7046 | 2.2145 | 9.222 | 4.9364 | 0.45047 | 0.12296 | 2.8746 | 0.17154 | 0.70688 | 0.042963 | 1.0428 | 1.3587 | 2.8328 | 1.974
7 | 43500 | -0.27152 | 38.0201 | 0.67017 | -62.7332 | -3.7116 | 2.2351 | 9.1982 | 4.9078 | 0.49128 | 0.16176 | 2.879 | 0.10844 | 0.6985 | 0.083425 | 1.0304 | 1.3527 | 2.8212 | 2.0584
7 | 44000 | -0.1996 | 37.9783 | 0.67436 | -62.7721 | -3.7169 | 2.2404 | 9.1921 | 4.8906 | 0.4826 | 0.20815 | 2.9187 | 0.038981 | 0.76801 | 0.041341 | 0.96367 | 1.3406 | 2.827 | 2.1237
7 | 44500 | -0.25315 | 37.9596 | 0.64977 | -62.7195 | -3.6581 | 2.2737 | 9.2343 | 4.8996 | 0.42088 | 0.15461 | 2.9149 | 0.079559 | 0.72484 | 0.098218 | 1.034 | 1.3203 | 2.8064 | 2.0601
7 | 45000 | -0.24561 | 37.9248 | 0.73877 | -62.7641 | -3.6584 | 2.2505 | 9.1941 | 4.9871 | 0.35436 | 0.13634 | 2.9195 | 0.084492 | 0.69378 | 0.054727 | 1.0706 | 1.3472 | 2.8279 | 2.084
7 | 45500 | -0.26136 | 37.8795 | 0.71231 | -62.7497 | -3.6149 | 2.1685 | 9.1524 | 4.9592 | 0.36232 | 0.16039 | 2.9552 | 0.070329 | 0.71286 | 0.10672 | 1.0867 | 1.385 | 2.7933 | 2.1213
7 | 46000 | -0.21779 | 37.9064 | 0.71587 | -62.8476 | -3.6731 | 2.1831 | 9.1527 | 4.9021 | 0.41591 | 0.16999 | 2.9292 | 0.10925 | 0.73099 | 0.18195 | 1.0862 | 1.3488 | 2.7789 | 2.1271
7 | 46500 | -0.18108 | 37.8496 | 0.68315 | -62.9206 | -3.5907 | 2.1392 | 9.1693 | 4.9184 | 0.36889 | 0.19435 | 2.9094 | 0.14142 | 0.74938 | 0.08801 | 1.0803 | 1.2685 | 2.88 | 2.2524
7 | 47000 | -0.13892 | 37.8312 | 0.72222 | -62.9569 | -3.517 | 2.1105 | 9.1868 | 4.886 | 0.37714 | 0.1577 | 2.9291 | 0.11965 | 0.80094 | 0.076202 | 1.0533 | 1.2367 | 2.923 | 2.2024
7 | 47500 | -0.12601 | 37.7479 | 0.77331 | -62.9057 | -3.5407 | 2.1376 | 9.1491 | 4.9186 | 0.31748 | 0.085377 | 2.9461 | 0.16103 | 0.75996 | 0.10215 | 1.0506 | 1.3436 | 2.8889 | 2.1906
7 | 48000 | -0.11206 | 37.7819 | 0.82745 | -62.8693 | -3.6419 | 2.2192 | 9.1642 | 4.8196 | 0.3592 | 0.12917 | 2.9551 | 0.11061 | 0.7855 | 0.067764 | 0.99573 | 1.3748 | 2.8814 | 2.1515
7 | 48500 | -0.075433 | 37.8565 | 0.83245 | -62.8587 | -3.671 | 2.2748 | 9.131 | 4.7641 | 0.3248 | 0.17944 | 2.9897 | 0.046349 | 0.78519 | 0.070933 | 0.94038 | 1.3777 | 2.8974 | 2.1343
7 | 49000 | -0.046905 | 37.9351 | 0.80256 | -62.9691 | -3.6805 | 2.2119 | 9.1653 | 4.7749 | 0.32565 | 0.21862 | 2.982 | 0.080282 | 0.76472 | 0.13081 | 0.90045 | 1.4128 | 2.8595 | 2.1318
7 | 49500 | -0.11274 | 38.083 | 0.81298 | -63.0385 | -3.7059 | 2.3086 | 9.1932 | 4.7727 | 0.35352 | 0.23812 | 3.0163 | 0.077524 | 0.69836 | 0.053835 | 0.90544 | 1.3511 | 2.8505 | 2.1419
7 | 50000 | -0.13477 | 38.1502 | 0.74839 | -62.9952 | -3.6754 | 2.3256 | 9.1822 | 4.7363 | 0.33928 | 0.19759 | 3.0293 | 0.093091 | 0.59211 | 0.01717 | 0.93946 | 1.3581 | 2.9066 | 2.1899
7 | 50500 | -0.13712 | 38.0943 | 0.75177 | -62.9073 | -3.6758 | 2.2647 | 9.1797 | 4.8191 | 0.36099 | 0.18245 | 3.0311 | 0.19987 | 0.51457 | 0.062528 | 0.94228 | 1.2597 | 2.9083 | 2.149
7 | 51000 | -0.089207 | 38.0752 | 0.72954 | -62.9757 | -3.705 | 2.2043 | 9.192 | 4.8654 | 0.3064 | 0.25732 | 3.0527 | 0.2604 | 0.49101 | 0.090138 | 0.88605 | 1.3283 | 3.0189 | 2.0122
7 | 51500 | -0.1245 | 38.1393 | 0.69791 | -63.0039 | -3.7162 | 2.2189 | 9.2272 | 4.8663 | 0.30186 | 0.28326 | 3.0952 | 0.21918 | 0.44218 | 0.072589 | 0.92329 | 1.4052 | 2.9549 | 1.9974
7 | 52000 | -0.11786 | 38.1514 | 0.68225 | -63.1128 | -3.676 | 2.266 | 9.2261 | 4.8355 | 0.35247 | 0.25481 | 3.0734 | 0.17459 | 0.45397 | 0.052294 | 0.93894 | 1.4459 | 2.9699 | 2.0292
7 | 52500 | -0.14752 | 38.1547 | 0.71285 | -63.2025 | -3.6116 | 2.2655 | 9.2232 | 4.8724 | 0.30521 | 0.31428 | 3.076 | 0.14981 | 0.47434 | 0.0025456 | 0.96016 | 1.5026 | 2.9061 | 2.042
7 | 53000 | -0.12241 | 38.1329 | 0.69198 | -63.1708 | -3.7378 | 2.2498 | 9.2275 | 4.8026 | 0.32648 | 0.37608 | 3.1329 | 0.10726 | 0.54066 | 0.06699 | 0.94346 | 1.4506 | 3.0409 | 1.9409
7 | 53500 | -0.13651 | 38.1361 | 0.69327 | -63.1949 | -3.7535 | 2.2836 | 9.2056 | 4.8194 | 0.35734 | 0.43189 | 3.1262 | 0.095964 | 0.5723 | 0.14269 | 0.99413 | 1.3772 | 3.0234 | 1.8257
7 | 54000 | -0.1157 | 38.1045 | 0.64036 | -63.2377 | -3.7141 | 2.2496 | 9.159 | 4.7963 | 0.39132 | 0.40457 | 3.0954 | 0.19215 | 0.55244 | 0.12764 | 0.98927 | 1.4349 | 3.0092 | 1.9209
7 | 54500 | -0.15399 | 38.0824 | 0.56715 | -63.1745 | -3.6521 | 2.2352 | 9.2201 | 4.8184 | 0.39166 | 0.38169 | 3.068 | 0.21693 | 0.51543 | 0.091445 | 0.99306 | 1.4393 | 2.9822 | 1.9776
7 | 55000 | -0.18582 | 38.0593 | 0.54996 | -63.2379 | -3.628 | 2.2012 | 9.2696 | 4.8073 | 0.32908 | 0.41597 | 3.112 | 0.30333 | 0.51216 | 0.080033 | 1.0179 | 1.4295 | 2.9704 | 1.9941
7 | 55500 | -0.11998 | 38.0933 | 0.50593 | -63.1066 | -3.6579 | 2.1997 | 9.3067 | 4.8036 | 0.30849 | 0.37366 | 3.0939 | 0.23823 | 0.47444 | 0.075621 | 1.0202 | 1.4401 | 2.9946 | 1.9561
7 | 56000 | -0.20687 | 38.1177 | 0.42721 | -63.0086 | -3.6439 | 2.2067 | 9.2855 | 4.779 | 0.3093 | 0.34397 | 3.1423 | 0.22803 | 0.48772 | 0.092993 | 1.0186 | 1.4324 | 3.0143 | 1.9738
7 | 56500 | -0.11684 | 38.1341 | 0.42401 | -62.97 | -3.667 | 2.2123 | 9.2831 | 4.7657 | 0.31302 | 0.34616 | 3.1411 | 0.17931 | 0.51318 | -0.001772 | 1.0048 | 1.4122 | 2.962 | 2.0647
7 | 57000 | -0.088655 | 38.189 | 0.41402 | -63.0219 | -3.6638 | 2.1416 | 9.2891 | 4.7865 | 0.31576 | 0.45133 | 3.1734 | 0.21474 | 0.46239 | -0.010453 | 0.94287 | 1.3228 | 2.9186 | 2.1627
7 | 57500 | -0.075902 | 38.2291 | 0.46746 | -63.0823 | -3.6141 | 2.0892 | 9.3422 | 4.6971 | 0.35834 | 0.46256 | 3.1767 | 0.22825 | 0.44615 | -0.0085488 | 0.89578 | 1.2841 | 2.8897 | 2.2142
7 | 58000 | -0.044255 | 38.2283 | 0.44524 | -63.0753 | -3.5628 | 2.0526 | 9.3173 | 4.7159 | 0.36852 | 0.42735 | 3.1653 | 0.26293 | 0.43748 | -0.0064416 | 0.90116 | 1.3535 | 2.8684 | 2.1448
7 | 58500 | -0.035233 | 38.2724 | 0.38187 | -63.0059 | -3.5159 | 2.0739 | 9.3894 | 4.7445 | 0.3919 | 0.43198 | 3.1388 | 0.19599 | 0.36808 | 0.018398 | 0.86937 | 1.3888 | 2.8468 | 2.045
7 | 59000 | 0.019179 | 38.3116 | 0.38919 | -63.0466 | -3.4963 | 2.0901 | 9.3878 | 4.7557 | 0.423 | 0.42122 | 3.1761 | 0.22044 | 0.38623 | -0.023469 | 0.898 | 1.3408 | 2.7492 | 1.9978
7 | 59500 | 0.02511 | 38.3637 | 0.40234 | -63.0512 | -3.5045 | 2.1048 | 9.4173 | 4.7198 | 0.43292 | 0.40958 | 3.171 | 0.25939 | 0.37558 | -0.020202 | 0.89093 | 1.3338 | 2.7589 | 1.9107
7 | 60000 | 0.085178 | 38.334 | 0.46329 | -63.0324 | -3.4754 | 2.1642 | 9.3589 | 4.7126 | 0.39402 | 0.3921 | 3.1801 | 0.23765 | 0.3131 | -0.00027902 | 0.89535 | 1.3256 | 2.7844 | 1.8677
7 | 60500 | 0.093091 | 38.3435 | 0.4228 | -62.9091 | -3.4624 | 2.0913 | 9.3774 | 4.7077 | 0.44988 | 0.38641 | 3.1707 | 0.24452 | 0.31095 | -0.064243 | 0.90563 | 1.3573 | 2.7226 | 1.8518
7 | 61000 | 0.089298 | 38.3675 | 0.39591 | -62.9684 | -3.508 | 2.0792 | 9.3404 | 4.708 | 0.4436 | 0.47232 | 3.1923 | 0.28078 | 0.29145 | 0.0024699 | 0.87636 | 1.3601 | 2.745 | 1.8316
7 | 61500 | 0.11721 | 38.2847 | 0.43615 | -62.898 | -3.4901 | 2.0337 | 9.385 | 4.6237 | 0.46347 | 0.47564 | 3.1449 | 0.28364 | 0.29076 | -0.048615 | 0.82597 | 1.3749 | 2.7677 | 1.9292
7 | 62000 | 0.14338 | 38.2518 | 0.45971 | -62.8273 | -3.4777 | 2.034 | 9.3716 | 4.6432 | 0.38772 | 0.4897 | 3.1552 | 0.26325 | 0.32716 | -0.10108 | 0.79821 | 1.3799 | 2.7533 | 1.9479
7 | 62500 | 0.14065 | 38.2983 | 0.4403 | -62.7979 | -3.4738 | 2.0361 | 9.3704 | 4.6925 | 0.4163 | 0.45242 | 3.1597 | 0.21296 | 0.32089 | -0.089926 | 0.81721 | 1.3434 | 2.6777 | 1.9827
7 | 63000 | 0.14244 | 38.2954 | 0.45282 | -62.8168 | -3.4222 | 2.0538 | 9.363 | 4.681 | 0.38365 | 0.4728 | 3.1316 | 0.21264 | 0.30641 | -0.090366 | 0.83205 | 1.3328 | 2.6419 | 2.0271
7 | 63500 | 0.10799 | 38.3091 | 0.3913 | -62.8599 | -3.412 | 2.08 | 9.3818 | 4.7297 | 0.38696 | 0.4483 | 3.0787 | 0.20382 | 0.33928 | -0.13764 | 0.85168 | 1.2876 | 2.6916 | 2.1216
7 | 64000 | 0.058428 | 38.2195 | 0.35357 | -62.7279 | -3.4048 | 2.0666 | 9.3334 | 4.7264 | 0.36385 | 0.45886 | 3.0421 | 0.23915 | 0.35857 | -0.19561 | 0.89331 | 1.3048 | 2.768 | 2.1417
7 | 64500 | 0.092299 | 38.23 | 0.36679 | -62.7673 | -3.4494 | 2.0559 | 9.3448 | 4.7265 | 0.33767 | 0.46407 | 3.0368 | 0.28538 | 0.35495 | -0.23182 | 0.9077 | 1.2997 | 2.8254 | 2.1206
7 | 65000 | 0.080739 | 38.2499 | 0.37033 | -62.7914 | -3.4819 | 2.0584 | 9.3358 | 4.6789 | 0.26356 | 0.46795 | 3.0433 | 0.29805 | 0.34618 | -0.19925 | 0.90235 | 1.336 | 2.8444 | 2.1966
7 | 65500 | 0.012112 | 38.2677 | 0.33286 | -62.8155 | -3.4898 | 2.0387 | 9.3388 | 4.6813 | 0.30992 | 0.4663 | 3.0337 | 0.31356 | 0.32006 | -0.15489 | 0.91763 | 1.3734 | 2.8762 | 2.1779
7 | 66000 | 0.02086 | 38.2696 | 0.33299 | -62.8812 | -3.4596 | 2.0362 | 9.3092 | 4.7569 | 0.32127 | 0.47501 | 3.0214 | 0.32406 | 0.29828 | -0.10664 | 0.91621 | 1.3908 | 2.8198 | 2.1547
7 | 66500 | 0.034725 | 38.2822 | 0.32066 | -62.9109 | -3.4431 | 2.0229 | 9.302 | 4.723 | 0.35255 | 0.57192 | 3.0075 | 0.34813 | 0.27397 | -0.15206 | 0.90788 | 1.4089 | 2.7985 | 2.1514
7 | 67000 | 0.076758 | 38.2558 | 0.31366 | -62.874 | -3.4302 | 1.9936 | 9.2475 | 4.7227 | 0.37623 | 0.57039 | 3.0019 | 0.34842 | 0.22649 | -0.14743 | 0.92342 | 1.3863 | 2.9063 | 2.1022
7 | 67500 | 0.061185 | 38.2565 | 0.31271 | -62.8413 | -3.4311 | 2 | 9.2487 | 4.7393 | 0.33631 | 0.59188 | 3.0096 | 0.37921 | 0.23351 | -0.12519 | 0.9724 | 1.3699 | 2.8483 | 2.0381
7 | 68000 | 0.053736 | 38.2549 | 0.34336 | -62.8913 | -3.4116 | 2.0067 | 9.29 | 4.7083 | 0.38397 | 0.58809 | 3.0608 | 0.37489 | 0.28115 | -0.14843 | 0.97908 | 1.3515 | 2.7964 | 1.9784
7 | 68500 | 0.060532 | 38.2603 | 0.33825 | -62.897 | -3.4604 | 2.0163 | 9.3133 | 4.6593 | 0.39875 | 0.59243 | 3.0596 | 0.39398 | 0.2653 | -0.1443 | 0.98887 | 1.3536 | 2.8359 | 1.9653
7 | 69000 | 0.048567 | 38.3271 | 0.38819 | -62.9656 | -3.4629 | 1.9981 | 9.3352 | 4.6864 | 0.38291 | 0.57123 | 3.0829 | 0.41521 | 0.23793 | -0.15721 | 0.99424 | 1.3224 | 2.8678 | 1.9274
7 | 69500 | 0.051021 | 38.3219 | 0.33704 | -62.9874 | -3.4369 | 2.0228 | 9.3269 | 4.7203 | 0.36053 | 0.60709 | 3.0578 | 0.38703 | 0.25167 | -0.1336 | 1.0072 | 1.2979 | 2.8685 | 1.9404
7 | 70000 | 0.043441 | 38.2709 | 0.33729 | -62.9986 | -3.3982 | 2.0638 | 9.3303 | 4.7633 | 0.39897 | 0.6251 | 3.0413 | 0.40264 | 0.25839 | -0.19609 | 0.98779 | 1.3302 | 2.8493 | 1.8903
7 | 70500 | 0.097071 | 38.3033 | 0.31557 | -63.0306 | -3.4136 | 2.0598 | 9.2855 | 4.713 | 0.41712 | 0.64814 | 3.0621 | 0.44605 | 0.23072 | -0.21351 | 0.99442 | 1.358 | 2.8814 | 1.8454
7 | 71000 | 0.10533 | 38.2922 | 0.28228 | -63.0269 | -3.3937 | 2.0836 | 9.3221 | 4.6752 | 0.4274 | 0.65757 | 3.0323 | 0.49517 | 0.25268 | -0.18606 | 0.99725 | 1.3025 | 2.8531 | 1.8281
7 | 71500 | 0.15236 | 38.3516 | 0.28899 | -63.1109 | -3.4177 | 2.1188 | 9.314 | 4.6419 | 0.38183 | 0.6906 | 3.0469 | 0.48682 | 0.21666 | -0.2065 | 0.96985 | 1.3223 | 2.8603 | 1.8924
7 | 72000 | 0.18451 | 38.3259 | 0.26013 | -63.0471 | -3.4528 | 2.0924 | 9.3398 | 4.5822 | 0.45687 | 0.65906 | 3.0478 | 0.4751 | 0.26396 | -0.25731 | 1.0019 | 1.2986 | 2.8484 | 1.9205
7 | 72500 | 0.16494 | 38.3436 | 0.25789 | -63.0691 | -3.4488 | 2.0733 | 9.3183 | 4.5833 | 0.45603 | 0.63826 | 3.0657 | 0.50174 | 0.30349 | -0.23259 | 1.0197 | 1.3015 | 2.8162 | 1.9066
7 | 73000 | 0.15519 | 38.3305 | 0.23949 | -63.0428 | -3.4465 | 2.0394 | 9.2993 | 4.4973 | 0.51639 | 0.65009 | 2.9987 | 0.52647 | 0.32981 | -0.21946 | 1.0785 | 1.2819 | 2.8446 | 1.921
7 | 73500 | 0.18859 | 38.3418 | 0.22397 | -63.0357 | -3.4895 | 2.0505 | 9.3155 | 4.4831 | 0.52718 | 0.62336 | 3.0014 | 0.56909 | 0.30983 | -0.18221 | 1.1044 | 1.2578 | 2.7944 | 1.9165
7 | 74000 | 0.17776 | 38.3403 | 0.23772 | -63.1172 | -3.4358 | 2.0664 | 9.3079 | 4.5128 | 0.51362 | 0.61316 | 3.0242 | 0.6268 | 0.29993 | -0.16084 | 1.1769 | 1.2422 | 2.686 | 1.888
7 | 74500 | 0.18627 | 38.3285 | 0.28619 | -63.0814 | -3.4835 | 2.1298 | 9.3454 | 4.5296 | 0.50476 | 0.62646 | 2.9759 | 0.58497 | 0.26421 | -0.20132 | 1.1685 | 1.282 | 2.6602 | 1.8934
7 | 75000 | 0.13052 | 38.3144 | 0.31767 | -63.069 | -3.4443 | 2.1229 | 9.3411 | 4.5045 | 0.55343 | 0.61316 | 2.9956 | 0.57305 | 0.2621 | -0.21835 | 1.1568 | 1.2408 | 2.6527 | 1.9529
7 | 75500 | 0.098628 | 38.305 | 0.31603 | -63.0722 | -3.4897 | 2.1489 | 9.3623 | 4.5181 | 0.59147 | 0.63165 | 2.9679 | 0.60042 | 0.23464 | -0.23604 | 1.1455 | 1.2243 | 2.6868 | 1.9663
7 | 76000 | 0.055559 | 38.2893 | 0.33031 | -63.0671 | -3.4934 | 2.1276 | 9.2956 | 4.47 | 0.59781 | 0.66727 | 3.0106 | 0.5988 | 0.20653 | -0.21947 | 1.1889 | 1.2382 | 2.6933 | 2.0102
7 | 76500 | 0.0049929 | 38.2887 | 0.31676 | -63.0508 | -3.4891 | 2.1297 | 9.2924 | 4.4118 | 0.68059 | 0.65243 | 3.0279 | 0.60659 | 0.22827 | -0.19174 | 1.1542 | 1.2459 | 2.7077 | 1.9838
7 | 77000 | 0.007671 | 38.2961 | 0.35592 | -63.0489 | -3.5137 | 2.1057 | 9.3046 | 4.4227 | 0.69402 | 0.62032 | 3.0676 | 0.55745 | 0.21198 | -0.15506 | 1.1897 | 1.2254 | 2.7437 | 1.9149
7 | 77500 | -0.046364 | 38.3098 | 0.37756 | -63.0477 | -3.5503 | 2.0795 | 9.302 | 4.4237 | 0.67706 | 0.65886 | 3.071 | 0.55163 | 0.20255 | -0.18127 | 1.187 | 1.2941 | 2.7416 | 1.9494
7 | 78000 | -0.020649 | 38.3085 | 0.37963 | -63.0093 | -3.5245 | 2.0561 | 9.2652 | 4.394 | 0.71887 | 0.66546 | 3.0468 | 0.57054 | 0.24285 | -0.1896 | 1.1905 | 1.2642 | 2.7124 | 1.9289
7 | 78500 | -0.017418 | 38.3256 | 0.38682 | -62.9685 | -3.5277 | 2.0052 | 9.2751 | 4.362 | 0.72873 | 0.6669 | 3.0036 | 0.53184 | 0.23029 | -0.1628 | 1.2112 | 1.2604 | 2.7495 | 1.9392
7 | 79000 | -0.029558 | 38.309 | 0.41489 | -62.924 | -3.5357 | 1.991 | 9.2573 | 4.3696 | 0.68671 | 0.68224 | 3.0171 | 0.56493 | 0.17603 | -0.14241 | 1.2 | 1.2231 | 2.7658 | 1.974
7 | 79500 | -0.024263 | 38.3212 | 0.40751 | -62.9656 | -3.5731 | 2.0121 | 9.2608 | 4.4069 | 0.67621 | 0.68668 | 3.0265 | 0.55932 | 0.16689 | -0.16721 | 1.2433 | 1.2448 | 2.7933 | 1.9245
7 | 80000 | -0.020384 | 38.2851 | 0.4068 | -62.9268 | -3.5381 | 2.0382 | 9.2612 | 4.4071 | 0.63389 | 0.73505 | 3.0083 | 0.61212 | 0.18043 | -0.2186 | 1.2415 | 1.1788 | 2.7872 | 1.9281
7 | 80500 | -0.0192 | 38.3705 | 0.36775 | -63.0142 | -3.524 | 2.0005 | 9.2724 | 4.4062 | 0.65867 | 0.72144 | 3.0446 | 0.63647 | 0.14423 | -0.21933 | 1.261 | 1.1628 | 2.8709 | 1.8589
7 | 81000 | -0.017681 | 38.34 | 0.37961 | -63.0306 | -3.5484 | 1.9964 | 9.2809 | 4.3961 | 0.60786 | 0.7696 | 3.0476 | 0.62095 | 0.14096 | -0.19777 | 1.3012 | 1.1725 | 2.882 | 1.8586
7 | 81500 | -0.0051928 | 38.3508 | 0.35838 | -62.9914 | -3.5653 | 2.0186 | 9.3081 | 4.4131 | 0.60365 | 0.77546 | 2.9973 | 0.60939 | 0.13347 | -0.19648 | 1.3556 | 1.1409 | 2.833 | 1.8605
7 | 82000 | -0.00028786 | 38.3605 | 0.36634 | -62.9014 | -3.5912 | 2.0257 | 9.2643 | 4.439 | 0.63861 | 0.78708 | 3.0302 | 0.57138 | 0.12435 | -0.1994 | 1.3273 | 1.1359 | 2.8185 | 1.8033
7 | 82500 | 0.00028812 | 38.3816 | 0.37786 | -62.9061 | -3.612 | 2.0179 | 9.2686 | 4.4135 | 0.65635 | 0.75368 | 3.0403 | 0.55342 | 0.12775 | -0.17607 | 1.3597 | 1.1093 | 2.7908 | 1.8432
7 | 83000 | 0.02509 | 38.4054 | 0.33014 | -62.9263 | -3.642 | 2.0109 | 9.3244 | 4.4101 | 0.65808 | 0.72645 | 3.0216 | 0.54731 | 0.13289 | -0.12447 | 1.3738 | 1.1359 | 2.7474 | 1.8433
7 | 83500 | 0.0083157 | 38.3977 | 0.29486 | -62.9329 | -3.6573 | 1.9863 | 9.2733 | 4.4203 | 0.67551 | 0.70746 | 3.0359 | 0.56049 | 0.15106 | -0.14121 | 1.3872 | 1.18 | 2.8003 | 1.8527
7 | 84000 | -0.00017885 | 38.4175 | 0.27721 | -62.9946 | -3.675 | 2.0093 | 9.3112 | 4.4359 | 0.67417 | 0.72951 | 3.0089 | 0.56417 | 0.1493 | -0.14174 | 1.4164 | 1.1599 | 2.8075 | 1.8506
7 | 84500 | -0.030522 | 38.4156 | 0.28814 | -62.9769 | -3.6802 | 2.0431 | 9.325 | 4.4684 | 0.67636 | 0.72695 | 2.9846 | 0.57874 | 0.1537 | -0.13658 | 1.4386 | 1.1635 | 2.737 | 1.8245
7 | 85000 | -0.048236 | 38.3774 | 0.27775 | -62.928 | -3.6668 | 2.0431 | 9.285 | 4.4594 | 0.71027 | 0.7417 | 2.9714 | 0.5941 | 0.097772 | -0.11752 | 1.45 | 1.1964 | 2.7167 | 1.8395
7 | 85500 | -0.04866 | 38.3418 | 0.32659 | -62.8988 | -3.7039 | 2.0043 | 9.3232 | 4.5083 | 0.74849 | 0.71275 | 2.9672 | 0.61133 | 0.087763 | -0.14048 | 1.4298 | 1.1737 | 2.7268 | 1.8298
7 | 86000 | -0.10803 | 38.3628 | 0.29644 | -62.9494 | -3.71 | 2.0273 | 9.3359 | 4.5542 | 0.73585 | 0.70094 | 2.9531 | 0.6217 | 0.11044 | -0.11453 | 1.4338 | 1.1907 | 2.694 | 1.8647
7 | 86500 | -0.11468 | 38.3372 | 0.2712 | -62.9891 | -3.6686 | 2.0738 | 9.3349 | 4.5535 | 0.7617 | 0.66669 | 2.9427 | 0.61046 | 0.12744 | -0.15157 | 1.4247 | 1.2094 | 2.703 | 1.9073
7 | 87000 | -0.13545 | 38.3277 | 0.22538 | -62.9514 | -3.6633 | 2.0712 | 9.3482 | 4.5402 | 0.77394 | 0.72664 | 2.9317 | 0.58666 | 0.095789 | -0.15362 | 1.4184 | 1.2172 | 2.7215 | 1.9193
7 | 87500 | -0.11574 | 38.276 | 0.21511 | -62.9167 | -3.6783 | 2.0772 | 9.337 | 4.5379 | 0.7785 | 0.72733 | 2.9598 | 0.56725 | 0.066844 | -0.14882 | 1.4053 | 1.2248 | 2.7061 | 1.9806
7 | 88000 | -0.066231 | 38.2515 | 0.21111 | -62.9407 | -3.6582 | 2.0795 | 9.3399 | 4.5907 | 0.76984 | 0.72389 | 2.9251 | 0.55366 | 0.1008 | -0.15435 | 1.464 | 1.229 | 2.6482 | 1.9324
7 | 88500 | -0.10235 | 38.2906 | 0.23157 | -62.9079 | -3.6889 | 2.0759 | 9.3362 | 4.5701 | 0.81778 | 0.69214 | 2.9222 | 0.55065 | 0.079492 | -0.18715 | 1.4872 | 1.2245 | 2.659 | 1.949
7 | 89000 | -0.097633 | 38.3328 | 0.20812 | -62.9209 | -3.7037 | 2.1007 | 9.3584 | 4.5279 | 0.81507 | 0.7301 | 2.9227 | 0.58563 | 0.085813 | -0.16384 | 1.4521 | 1.178 | 2.6434 | 1.9454
7 | 89500 | -0.062677 | 38.3392 | 0.21721 | -62.9485 | -3.7274 | 2.128 | 9.3441 | 4.5523 | 0.80965 | 0.72977 | 2.9306 | 0.59158 | 0.091895 | -0.16555 | 1.4748 | 1.1576 | 2.5913 | 1.9462
7 | 90000 | -0.057639 | 38.3795 | 0.24314 | -63.0114 | -3.7233 | 2.1188 | 9.3674 | 4.5943 | 0.82105 | 0.69125 | 2.9543 | 0.5633 | 0.10757 | -0.16612 | 1.4761 | 1.1449 | 2.6337 | 1.8632
7 | 90500 | -0.037797 | 38.38 | 0.2953 | -62.9859 | -3.7103 | 2.085 | 9.3455 | 4.5852 | 0.78177 | 0.69603 | 2.9429 | 0.57876 | 0.1209 | -0.18245 | 1.4843 | 1.1561 | 2.6439 | 1.8207
7 | 91000 | -0.020345 | 38.3906 | 0.26096 | -62.9634 | -3.7197 | 2.0991 | 9.3017 | 4.5878 | 0.786 | 0.71238 | 2.9392 | 0.58841 | 0.12057 | -0.16293 | 1.4848 | 1.1832 | 2.6382 | 1.7734
7 | 91500 | -0.020129 | 38.3196 | 0.29414 | -62.9335 | -3.7557 | 2.0944 | 9.2967 | 4.604 | 0.77244 | 0.70218 | 2.9495 | 0.59844 | 0.132 | -0.13726 | 1.4827 | 1.1829 | 2.6228 | 1.7948
7 | 92000 | -0.038668 | 38.3148 | 0.30399 | -62.8945 | -3.7527 | 2.1155 | 9.3215 | 4.5859 | 0.81352 | 0.68918 | 2.9573 | 0.62122 | 0.10894 | -0.16988 | 1.5033 | 1.1458 | 2.6546 | 1.7202
7 | 92500 | -0.043709 | 38.3346 | 0.27516 | -62.8869 | -3.7567 | 2.0891 | 9.3355 | 4.6065 | 0.82258 | 0.6537 | 2.9635 | 0.59618 | 0.11198 | -0.17788 | 1.5463 | 1.1598 | 2.6622 | 1.7082
7 | 93000 | -0.068276 | 38.3535 | 0.26596 | -62.9132 | -3.7621 | 2.0992 | 9.3011 | 4.5921 | 0.82796 | 0.66318 | 2.9807 | 0.58827 | 0.10502 | -0.14911 | 1.5675 | 1.1798 | 2.6664 | 1.7021
7 | 93500 | -0.052571 | 38.3596 | 0.2578 | -62.8955 | -3.7441 | 2.1096 | 9.2655 | 4.5388 | 0.84087 | 0.64929 | 2.9668 | 0.6025 | 0.10211 | -0.13399 | 1.5804 | 1.1785 | 2.6771 | 1.6971
7 | 94000 | -0.051086 | 38.3727 | 0.23819 | -62.8864 | -3.7258 | 2.1127 | 9.2189 | 4.5639 | 0.8169 | 0.66676 | 2.9709 | 0.58016 | 0.10006 | -0.15369 | 1.5881 | 1.2009 | 2.7312 | 1.6555
7 | 94500 | -0.047834 | 38.3789 | 0.20594 | -62.9044 | -3.725 | 2.1021 | 9.2136 | 4.5491 | 0.83718 | 0.6499 | 2.9801 | 0.5989 | 0.11504 | -0.13383 | 1.5874 | 1.215 | 2.7017 | 1.6762
7 | 95000 | -0.045355 | 38.3157 | 0.20496 | -62.8622 | -3.7269 | 2.1078 | 9.1737 | 4.5819 | 0.81852 | 0.64367 | 2.9912 | 0.58157 | 0.087309 | -0.14075 | 1.5956 | 1.1964 | 2.7634 | 1.7133
7 | 95500 | -0.009382 | 38.2894 | 0.1722 | -62.8859 | -3.7143 | 2.0843 | 9.1847 | 4.5765 | 0.83623 | 0.67155 | 2.9742 | 0.57158 | 0.10977 | -0.12651 | 1.5749 | 1.2182 | 2.7626 | 1.7098
7 | 96000 | 0.0087931 | 38.3645 | 0.16856 | -62.9951 | -3.7152 | 2.1138 | 9.2222 | 4.5591 | 0.82689 | 0.66688 | 2.9602 | 0.61514 | 0.11165 | -0.19328 | 1.5446 | 1.256 | 2.7768 | 1.7085
7 | 96500 | -0.051588 | 38.3509 | 0.17734 | -62.9581 | -3.7123 | 2.1427 | 9.2635 | 4.5497 | 0.84572 | 0.64707 | 2.9515 | 0.61392 | 0.11195 | -0.20345 | 1.5283 | 1.2382 | 2.7997 | 1.7051
7 | 97000 | -0.037651 | 38.3019 | 0.18009 | -62.9245 | -3.7249 | 2.1296 | 9.2242 | 4.5721 | 0.84412 | 0.63552 | 2.9804 | 0.6005 | 0.07773 | -0.19633 | 1.5403 | 1.2682 | 2.7822 | 1.7466
7 | 97500 | -0.019074 | 38.3151 | 0.17321 | -62.9083 | -3.728 | 2.1049 | 9.2537 | 4.5314 | 0.86605 | 0.63085 | 2.9746 | 0.58689 | 0.073375 | -0.20785 | 1.5232 | 1.267 | 2.8018 | 1.7613
7 | 98000 | -0.042584 | 38.3044 | 0.17567 | -62.9448 | -3.7348 | 2.1015 | 9.2277 | 4.5087 | 0.885 | 0.63852 | 2.9803 | 0.58729 | 0.067844 | -0.1994 | 1.5575 | 1.2735 | 2.7982 | 1.8155
7 | 98500 | -0.027836 | 38.2595 | 0.16143 | -62.8563 | -3.7006 | 2.101 | 9.1921 | 4.4808 | 0.88696 | 0.60998 | 2.9884 | 0.58979 | 0.078088 | -0.16981 | 1.5351 | 1.2773 | 2.8179 | 1.7762
7 | 99000 | 0.014768 | 38.2775 | 0.1464 | -62.8674 | -3.731 | 2.104 | 9.2002 | 4.4837 | 0.87625 | 0.61671 | 2.9816 | 0.6103 | 0.088039 | -0.17183 | 1.5266 | 1.2451 | 2.8366 | 1.7623
7 | 99500 | 0.025717 | 38.2972 | 0.13865 | -62.8736 | -3.7209 | 2.1113 | 9.1992 | 4.4983 | 0.85177 | 0.61796 | 2.9552 | 0.62969 | 0.090434 | -0.18726 | 1.5103 | 1.2303 | 2.8477 | 1.7782
7 | 100000 | 0.0371 | 38.2961 | 0.11909 | -62.8456 | -3.6916 | 2.1107 | 9.1805 | 4.4968 | 0.84159 | 0.63073 | 2.9588 | 0.64033 | 0.082654 | -0.1771 | 1.5045 | 1.1995 | 2.7982 | 1.8178
8 | 100 | -1.8077 | 34.3548 | 11.9864 | -96.1962 | -2.5389 | 12.8478 | 20.2292 | -1.1827 | 8.5373 | -2.0399 | -10.397 | 8.4576 | 5.8787 | -2.2093 | -2.1384 | 6.2019 | 3.4948 | 6.5216
8 | 500 | -0.91826 | 39.7798 | 1.1479 | -69.2826 | -12.1336 | 0.59893 | 15.1398 | 4.2035 | -1.7056 | -2.6711 | 3.7389 | -1.0491 | -4.1608 | -0.20192 | 2.7365 | 7.0604 | 5.2697 | 12.4476
8 | 1000 | 3.8305 | 36.6645 | -4.4471 | -63.0455 | -13.1851 | 1.5894 | 13.5135 | 5.4688 | 1.4322 | -0.75713 | -0.10585 | 2.1724 | -1.6538 | -0.64623 | 2.3325 | 5.4433 | 4.2916 | 7.102
8 | 1500 | 5.671 | 39.8339 | -3.4181 | -66.8979 | -12.5226 | 2.4691 | 12.123 | 5.9819 | 0.71334 | -1.9218 | -0.18506 | 4.1885 | 1.2576 | 1.7532 | 3.9302 | 1.485 | 1.7851 | 3.7536
8 | 2000 | 3.7163 | 41.014 | -2.0646 | -67.204 | -12.582 | 1.1703 | 11.3627 | 6.1572 | 1.2306 | -0.0042443 | 2.3282 | 2.9299 | 0.42332 | 2.4767 | 2.6976 | 0.93058 | 2.4645 | 2.9531
8 | 2500 | 2.4837 | 42.0043 | -1.9708 | -67.1765 | -11.3096 | 1.4788 | 11.2951 | 6.102 | -0.21028 | 1.8384 | 0.59758 | 2.1965 | 0.62311 | 2.6006 | 2.4371 | 1.962 | 3.413 | 1.6351
8 | 3000 | 2.0105 | 41.5524 | -1.3326 | -65.9694 | -11.4874 | 0.95466 | 11.1185 | 5.3725 | 0.43745 | 2.318 | 1.6566 | 2.7173 | 0.51821 | 2.7159 | 1.3683 | 2.5025 | 2.7683 | 0.77814
8 | 3500 | 2.1946 | 40.8305 | -1.5687 | -65.307 | -10.7855 | 1.5414 | 9.0808 | 5.7707 | -0.16568 | 2.3629 | 2.0026 | 2.7833 | 0.75637 | 2.4329 | 0.78862 | 2.1719 | 3.8269 | 1.2833
8 | 4000 | 1.4531 | 40.8417 | -1.6932 | -66.5734 | -10.6626 | 1.6478 | 10.0293 | 7.0109 | 0.088412 | 1.6226 | 1.2438 | 3.2612 | 1.1359 | 2.8263 | 1.3866 | 1.4276 | 4.3113 | 0.64284
8 | 4500 | 1.3525 | 40.8996 | -1.0846 | -65.4547 | -10.4523 | 1.7061 | 10.0637 | 7.3385 | 0.32202 | 1.8321 | 1.3587 | 2.4216 | 1.1257 | 1.5733 | 0.98804 | 1.3973 | 2.9541 | 1.6584
8 | 5000 | 0.91268 | 40.9945 | -0.92395 | -65.3277 | -9.8395 | 2.1452 | 10.7 | 6.2902 | -0.16777 | 0.96925 | 2.3796 | 1.7363 | 0.84881 | 1.4444 | 0.52862 | 2.037 | 2.9529 | 2.3194
8 | 5500 | 0.86862 | 40.6771 | -0.55076 | -65.8522 | -10.2432 | 2.3155 | 10.9999 | 6.3864 | -0.28759 | 0.85565 | 3.1581 | 1.1542 | 0.73418 | 1.0388 | 0.95236 | 2.2636 | 3.2242 | 2.3051
8 | 6000 | 0.47747 | 40.6854 | -0.23554 | -65.3211 | -9.6504 | 2.2919 | 10.8973 | 6.1854 | -0.45274 | 0.90342 | 3.1412 | 0.83263 | 0.7462 | 0.45702 | 0.72608 | 2.4836 | 3.2737 | 2.5584
8 | 6500 | 0.33349 | 40.5835 | 0.62868 | -64.2608 | -10.4392 | 2.0338 | 10.9959 | 5.8153 | -0.77109 | 0.54224 | 2.8682 | 0.32157 | 0.72932 | 0.32785 | 0.83475 | 2.5852 | 3.9217 | 2.9497
8 | 7000 | 0.3867 | 40.6925 | -0.072464 | -64.2241 | -10.0957 | 2.0383 | 11.4361 | 5.4122 | -0.4663 | 0.9745 | 3.1278 | 0.22272 | 1.4231 | 0.14439 | 1.01 | 2.4637 | 3.4994 | 2.0272
8 | 7500 | 0.52284 | 40.9312 | 0.32207 | -63.99 | -9.8159 | 1.7029 | 11.1321 | 5.1987 | -0.3706 | 0.70274 | 3.2456 | 0.21091 | 1.7597 | 0.10636 | 0.71374 | 2.5502 | 3.2832 | 1.794
8 | 8000 | 0.3226 | 40.453 | 0.66745 | -63.1542 | -10.0895 | 1.6536 | 11.2269 | 5.0111 | -0.32616 | 0.5428 | 3.5357 | 0.31808 | 1.3555 | -0.33748 | 0.60126 | 2.8314 | 3.2853 | 2.1026
8 | 8500 | 0.34973 | 40.4218 | 0.31299 | -62.8192 | -10.2482 | 1.6487 | 10.8495 | 4.9844 | -0.72505 | 0.44839 | 3.2384 | 0.63773 | 1.2913 | -0.23176 | 1.0825 | 2.787 | 3.7605 | 2.2113
8 | 9000 | 0.42307 | 40.2158 | 0.0075757 | -62.221 | -9.8931 | 2.022 | 10.6764 | 5.2751 | -0.77885 | 0.54989 | 3.2269 | 0.47671 | 1.2612 | -0.28484 | 1.1715 | 2.5938 | 3.5688 | 1.7089
8 | 9500 | 0.38997 | 39.831 | 0.30018 | -61.7972 | -9.5289 | 1.8362 | 10.2459 | 5.0543 | -0.50477 | 0.78516 | 2.9451 | 0.39144 | 0.80715 | -0.16005 | 1.2246 | 2.7689 | 3.4272 | 1.9838
8 | 10000 | 0.061354 | 39.8464 | 0.24741 | -61.9391 | -9.3637 | 1.7309 | 9.9291 | 5.001 | -0.48497 | 1.0172 | 3.482 | 0.16845 | 0.91405 | -0.32926 | 1.3488 | 2.9687 | 3.7185 | 1.6831
8 | 10500 | 0.22736 | 40.2429 | 0.40902 | -62.4436 | -9.2356 | 1.6622 | 9.7322 | 4.9234 | -0.56064 | 0.91023 | 3.4056 | 0.15156 | 0.64141 | -0.38449 | 1.3125 | 3.0346 | 3.7508 | 2.2205
8 | 11000 | 0.091715 | 40.0404 | 0.39504 | -62.4786 | -9.2965 | 1.7521 | 9.6286 | 5.178 | -0.39855 | 0.85025 | 3.4494 | 0.16081 | 0.79431 | -0.27089 | 1.336 | 2.9944 | 3.7035 | 2.0701
8 | 11500 | 0.2278 | 39.9875 | 0.10158 | -61.8433 | -9.1051 | 1.7107 | 9.7111 | 5.0557 | -0.43459 | 0.62794 | 3.2089 | 0.10835 | 0.70388 | 0.0032895 | 1.3372 | 2.9191 | 3.5394 | 2.1405
8 | 12000 | 0.24727 | 39.9104 | -0.13488 | -62.2319 | -9.0066 | 1.6082 | 9.9482 | 5.0136 | -0.37806 | 0.72398 | 3.0114 | 0.068098 | 1.0208 | -0.14259 | 1.483 | 2.9511 | 3.965 | 1.943
8 | 12500 | 0.076145 | 40.0369 | -0.13366 | -62.6342 | -9.5766 | 2.0363 | 9.8351 | 5.3325 | -0.2135 | 0.66974 | 3.0284 | 0.18645 | 1.1519 | -0.27087 | 1.4101 | 3.0331 | 4.0278 | 2.0045
8 | 13000 | -0.23278 | 40.3028 | 0.0084664 | -62.802 | -9.528 | 2.0925 | 10.1183 | 5.5944 | -0.23022 | 0.47533 | 3.0409 | 0.34896 | 1.1832 | -0.38385 | 1.3598 | 2.8453 | 3.7005 | 2.1064
8 | 13500 | -0.3106 | 40.261 | -0.053457 | -62.6649 | -9.4575 | 2.0862 | 10.1086 | 5.5578 | -0.32488 | 0.44317 | 3.158 | 0.40947 | 1.2524 | -0.019155 | 1.1908 | 2.8854 | 3.3791 | 2.0986
8 | 14000 | -0.23664 | 40.3883 | -0.022248 | -62.7498 | -9.5928 | 2.2652 | 9.9745 | 5.464 | -0.25094 | 0.62606 | 2.9832 | 0.4258 | 1.2944 | -0.1858 | 1.3059 | 2.9686 | 3.5442 | 1.7981
8 | 14500 | -0.29886 | 40.3484 | -0.044964 | -63.1575 | -9.648 | 2.3787 | 9.9394 | 5.6781 | -0.10408 | 0.6648 | 3.1854 | 0.2566 | 1.5199 | -0.41199 | 1.4285 | 2.9408 | 3.5615 | 1.7633
8 | 15000 | -0.29422 | 40.3858 | 0.073872 | -62.9789 | -9.7323 | 2.3844 | 9.8111 | 5.6983 | -0.27406 | 0.75425 | 3.3408 | 0.16778 | 1.3416 | -0.28616 | 1.4011 | 2.7761 | 3.6618 | 1.7687
8 | 15500 | -0.61215 | 40.0862 | 0.3017 | -62.9425 | -9.8173 | 2.4906 | 9.6441 | 5.6938 | -0.21365 | 0.87997 | 3.5938 | 0.27619 | 1.2151 | -0.11677 | 1.3368 | 2.8657 | 3.2093 | 2.1093
8 | 16000 | -0.79849 | 40.1918 | 0.34646 | -63.0003 | -9.6982 | 2.6552 | 9.6986 | 5.8487 | -0.14543 | 0.64747 | 3.3064 | 0.38001 | 1.155 | -0.22582 | 1.3294 | 3.0179 | 3.0513 | 2.24
8 | 16500 | -0.76516 | 40.211 | 0.32211 | -62.7897 | -9.5934 | 2.7657 | 9.6005 | 6.0806 | -0.16305 | 0.54402 | 3.2899 | 0.2858 | 1.1295 | -0.31135 | 1.3404 | 3.0141 | 2.8598 | 2.1793
8 | 17000 | -0.86018 | 40.0776 | 0.37429 | -62.4772 | -9.613 | 2.801 | 9.5223 | 6.2149 | -0.31842 | 0.49826 | 3.3472 | 0.33807 | 1.1029 | -0.41597 | 1.4721 | 3.0617 | 2.8945 | 1.9798
8 | 17500 | -0.93954 | 39.859 | 0.50089 | -62.2853 | -9.6324 | 3.1302 | 9.6473 | 6.0754 | -0.37937 | 0.3842 | 3.2502 | 0.36069 | 1.1032 | -0.64638 | 1.3491 | 3.0416 | 3.1587 | 2.0224
8 | 18000 | -0.93537 | 39.7946 | 0.33258 | -62.2492 | -9.9311 | 3.0085 | 9.8049 | 6.1267 | -0.38371 | 0.33581 | 3.2798 | 0.47207 | 1.0479 | -0.67995 | 1.3044 | 3.1305 | 3.3553 | 2.1862
8 | 18500 | -0.8369 | 39.806 | 0.30701 | -62.4117 | -9.7054 | 3.0604 | 9.7414 | 6.13 | -0.28646 | 0.23659 | 3.3139 | 0.49793 | 0.89517 | -0.67137 | 1.2768 | 3.0076 | 3.5106 | 2.1283
8 | 19000 | -0.83084 | 40.0474 | 0.32519 | -62.3215 | -9.6197 | 3.1122 | 9.8489 | 6.1564 | -0.24987 | 0.20126 | 3.4471 | 0.36666 | 0.77002 | -0.81984 | 1.1514 | 2.9254 | 3.5655 | 1.9243
8 | 19500 | -0.95197 | 39.7644 | 0.3794 | -62.1486 | -9.6175 | 3.1516 | 9.9824 | 6.1644 | -0.26436 | 0.18861 | 3.5296 | 0.4833 | 0.79331 | -0.70941 | 1.0216 | 2.9894 | 3.568 | 1.676
8 | 20000 | -0.87667 | 39.7733 | 0.4001 | -62.4252 | -9.6937 | 3.0168 | 9.9461 | 6.2474 | -0.070992 | 0.26125 | 3.5565 | 0.48899 | 0.80865 | -0.48685 | 0.9985 | 2.7568 | 3.4721 | 1.827
8 | 20500 | -0.74124 | 39.7868 | 0.40645 | -62.3114 | -9.7698 | 2.9703 | 10.0094 | 6.1998 | -0.082421 | 0.20252 | 3.5472 | 0.45698 | 0.77881 | -0.31858 | 0.83491 | 2.7423 | 3.5987 | 1.6893
8 | 21000 | -0.87363 | 39.7856 | 0.41204 | -62.3685 | -9.7606 | 2.8875 | 10.0262 | 6.2074 | -0.090294 | 0.23046 | 3.4505 | 0.56367 | 0.69616 | -0.28707 | 0.82654 | 2.8781 | 3.6441 | 1.7717
8 | 21500 | -0.85424 | 39.7657 | 0.29765 | -62.2594 | -9.5044 | 2.9799 | 9.863 | 6.1654 | -0.43893 | 0.18118 | 3.5988 | 0.58206 | 0.59304 | -0.22426 | 0.83383 | 2.7727 | 3.6452 | 2.0028
8 | 22000 | -0.72674 | 39.9046 | 0.47883 | -62.5775 | -9.5197 | 2.8277 | 10.0956 | 6.1566 | -0.47936 | 0.10563 | 3.5491 | 0.80599 | 0.4833 | -0.24749 | 0.75726 | 2.7478 | 3.6237 | 2.0147
8 | 22500 | -0.65946 | 39.7463 | 0.64347 | -62.4542 | -9.4465 | 2.8923 | 10.1754 | 5.9285 | -0.37173 | 0.18299 | 3.6279 | 0.71733 | 0.46029 | -0.21293 | 0.59999 | 2.7507 | 3.6123 | 1.8073
8 | 23000 | -0.80935 | 39.8126 | 0.68917 | -62.4082 | -9.382 | 2.9401 | 10.1542 | 6.0076 | -0.21527 | 0.12361 | 3.4766 | 0.88987 | 0.40066 | -0.085021 | 0.50848 | 2.6756 | 3.4888 | 1.7326
8 | 23500 | -0.6913 | 39.7019 | 0.66839 | -62.3294 | -9.2329 | 2.8561 | 10.0744 | 6.0265 | -0.24416 | 0.19024 | 3.4989 | 0.73457 | 0.56051 | -0.046345 | 0.62226 | 2.6745 | 3.446 | 1.4897
8 | 24000 | -0.6288 | 39.6668 | 0.83362 | -62.23 | -9.3397 | 2.756 | 10.0894 | 5.9441 | -0.28569 | 0.20067 | 3.4269 | 0.58701 | 0.61345 | -0.065438 | 0.69858 | 2.5828 | 3.5008 | 1.6495
8 | 24500 | -0.56499 | 39.796 | 0.89481 | -62.2368 | -9.4778 | 2.7578 | 9.9738 | 6.0029 | -0.27735 | 0.037911 | 3.4487 | 0.47859 | 0.83261 | -0.10341 | 0.62244 | 2.5486 | 3.4362 | 1.83
8 | 25000 | -0.66094 | 39.8716 | 0.95653 | -62.3351 | -9.6209 | 2.7089 | 9.8433 | 6.1293 | -0.28941 | 0.16962 | 3.4854 | 0.58364 | 0.74891 | -0.10034 | 0.85087 | 2.4854 | 3.3118 | 1.8614
8 | 25500 | -0.6577 | 39.947 | 0.9104 | -62.3577 | -9.6613 | 2.6617 | 9.7332 | 6.0697 | -0.053138 | 0.14094 | 3.4845 | 0.70325 | 0.79269 | -0.068278 | 0.81462 | 2.393 | 3.5925 | 1.5547
8 | 26000 | -0.65419 | 39.9363 | 0.92586 | -62.4432 | -9.7311 | 2.7227 | 9.7504 | 6.0574 | 0.021272 | 0.12248 | 3.3877 | 0.60271 | 0.77104 | -0.083594 | 0.85432 | 2.4794 | 3.7828 | 1.4977
8 | 26500 | -0.54042 | 39.8989 | 0.95964 | -62.4757 | -9.8232 | 2.7645 | 9.7184 | 6.2018 | -0.010903 | 0.13339 | 3.516 | 0.52425 | 0.67793 | 0.013462 | 0.86583 | 2.3347 | 3.7574 | 1.484
8 | 27000 | -0.59854 | 39.9352 | 0.97802 | -62.3457 | -9.8279 | 2.8656 | 9.5985 | 6.2053 | -0.019459 | 0.097648 | 3.4894 | 0.32577 | 0.74034 | -0.073323 | 0.95901 | 2.4701 | 3.8373 | 1.3626
8 | 27500 | -0.71093 | 39.837 | 1.0136 | -62.4836 | -9.8255 | 2.9331 | 9.5029 | 6.1183 | -0.023123 | 0.036166 | 3.5695 | 0.32378 | 0.90482 | -0.07797 | 0.97326 | 2.5366 | 3.9379 | 1.4342
8 | 28000 | -0.82009 | 39.7243 | 0.93426 | -62.3493 | -9.7942 | 3.0001 | 9.511 | 6.1249 | -0.0045485 | 0.18843 | 3.5752 | 0.2847 | 0.97457 | -0.18018 | 0.96562 | 2.5131 | 4.0406 | 1.3115
8 | 28500 | -0.89485 | 39.7527 | 0.97725 | -62.3687 | -9.7668 | 3.0356 | 9.4885 | 6.0707 | 0.11485 | 0.18335 | 3.5558 | 0.3249 | 0.95882 | -0.17941 | 1.0908 | 2.3963 | 4.1686 | 1.0916
8 | 29000 | -0.83497 | 39.8225 | 0.90665 | -62.5144 | -9.6964 | 2.9434 | 9.5044 | 6.0887 | 0.071628 | 0.14045 | 3.539 | 0.17958 | 1.0112 | -0.052233 | 1.01 | 2.4419 | 4.2278 | 1.2109
8 | 29500 | -0.84358 | 39.7575 | 1.0197 | -62.4087 | -9.7442 | 2.8338 | 9.4538 | 6.016 | -0.050831 | 0.16437 | 3.5466 | 0.32405 | 1.0949 | -0.15299 | 1.0686 | 2.3893 | 4.1751 | 1.3567
8 | 30000 | -0.74716 | 39.7772 | 0.94129 | -62.3657 | -9.7502 | 2.8815 | 9.3787 | 5.9925 | -0.11765 | 0.16045 | 3.5858 | 0.37082 | 1.1024 | -0.2603 | 1.0583 | 2.4403 | 4.2347 | 1.317
8 | 30500 | -0.68331 | 39.6466 | 1.0107 | -62.3009 | -9.6811 | 2.8262 | 9.3583 | 6.0019 | -0.094816 | 0.22744 | 3.6035 | 0.39174 | 0.95075 | -0.22736 | 0.97541 | 2.4482 | 4.1168 | 1.4299
8 | 31000 | -0.58545 | 39.6263 | 1.1044 | -62.3565 | -9.7466 | 2.786 | 9.4794 | 5.998 | -0.1577 | 0.29126 | 3.6381 | 0.42119 | 1.0041 | -0.27267 | 1.1264 | 2.2388 | 4.1681 | 1.2368
8 | 31500 | -0.494 | 39.6407 | 1.0377 | -62.2642 | -9.743 | 2.8472 | 9.5709 | 5.9289 | -0.095619 | 0.22824 | 3.6194 | 0.37942 | 0.9185 | -0.31426 | 1.1079 | 2.1835 | 4.0811 | 1.3676
8 | 32000 | -0.52799 | 39.6433 | 1.0511 | -62.2541 | -9.7147 | 2.8389 | 9.4721 | 5.9066 | 0.0085125 | 0.18439 | 3.5898 | 0.37715 | 0.91077 | -0.37395 | 1.1629 | 2.1129 | 4.0949 | 1.5175
8 | 32500 | -0.48097 | 39.6829 | 1.105 | -62.2441 | -9.6807 | 2.7157 | 9.5957 | 5.9415 | 0.056096 | 0.15101 | 3.5485 | 0.55847 | 0.81944 | -0.39568 | 1.1817 | 2.0971 | 3.8664 | 1.4821
8 | 33000 | -0.44521 | 39.701 | 1.0193 | -62.4708 | -9.7112 | 2.5832 | 9.5941 | 5.9734 | 0.057969 | 0.16943 | 3.5237 | 0.57711 | 0.85689 | -0.4012 | 1.2243 | 2.2116 | 3.9082 | 1.6282
8 | 33500 | -0.44515 | 39.6771 | 0.99352 | -62.3078 | -9.714 | 2.5136 | 9.5434 | 5.9391 | 0.10613 | 0.17221 | 3.519 | 0.50485 | 0.85996 | -0.36645 | 1.2187 | 2.1929 | 3.9329 | 1.6601
8 | 34000 | -0.41437 | 39.8046 | 0.91078 | -62.5317 | -9.621 | 2.4173 | 9.6174 | 5.9968 | 0.16613 | 0.1223 | 3.5479 | 0.55361 | 0.94068 | -0.38491 | 1.2429 | 2.1558 | 3.7434 | 1.7322
8 | 34500 | -0.39824 | 39.7424 | 0.86633 | -62.624 | -9.6334 | 2.5672 | 9.7058 | 6.0628 | 0.24914 | 0.17114 | 3.5756 | 0.57173 | 0.92103 | -0.33064 | 1.1805 | 2.0623 | 3.6568 | 1.6534
8 | 35000 | -0.37224 | 39.6887 | 0.8255 | -62.655 | -9.5548 | 2.6001 | 9.771 | 6.0083 | 0.25903 | 0.19981 | 3.6111 | 0.60758 | 0.98781 | -0.33171 | 1.2269 | 2.0118 | 3.5486 | 1.5677
8 | 35500 | -0.36617 | 39.6985 | 0.78593 | -62.702 | -9.575 | 2.6457 | 9.9103 | 6.01 | 0.16141 | 0.21069 | 3.5974 | 0.57922 | 1.0033 | -0.27409 | 1.221 | 2.0443 | 3.5867 | 1.4629
8 | 36000 | -0.35867 | 39.6748 | 0.7114 | -62.74 | -9.5706 | 2.59 | 9.9665 | 5.9932 | 0.20207 | 0.22494 | 3.6449 | 0.52553 | 0.96965 | -0.24754 | 1.1808 | 2.1417 | 3.5888 | 1.5024
8 | 36500 | -0.25666 | 39.6419 | 0.6436 | -62.6609 | -9.4796 | 2.5464 | 9.9842 | 5.9664 | 0.19072 | 0.23711 | 3.6371 | 0.50059 | 0.96195 | -0.33327 | 1.2091 | 1.9715 | 3.6683 | 1.5717
8 | 37000 | -0.27397 | 39.6283 | 0.70262 | -62.6126 | -9.4822 | 2.5597 | 9.98 | 5.9973 | 0.17184 | 0.18219 | 3.7073 | 0.45406 | 0.90192 | -0.30399 | 1.182 | 1.9761 | 3.7303 | 1.4992
8 | 37500 | -0.22169 | 39.6723 | 0.7081 | -62.6018 | -9.4887 | 2.6348 | 10.0722 | 6.0072 | 0.14415 | 0.11423 | 3.7098 | 0.44851 | 0.86041 | -0.22147 | 1.1365 | 1.8923 | 3.7195 | 1.4137
8 | 38000 | -0.25963 | 39.67 | 0.799 | -62.6045 | -9.5552 | 2.5616 | 10.0415 | 5.899 | 0.16225 | 0.16435 | 3.7718 | 0.39927 | 0.88159 | -0.11908 | 1.1621 | 1.7958 | 3.6508 | 1.5794
8 | 38500 | -0.28029 | 39.7119 | 0.85693 | -62.7198 | -9.5883 | 2.5719 | 10.0421 | 5.9524 | 0.13013 | 0.12577 | 3.8167 | 0.48772 | 0.87615 | -0.091831 | 1.1768 | 1.7979 | 3.588 | 1.5459
8 | 39000 | -0.26041 | 39.7435 | 0.83801 | -62.6796 | -9.5575 | 2.5323 | 10.0879 | 5.9771 | 0.20036 | 0.080335 | 3.8154 | 0.51394 | 0.89691 | -0.10935 | 1.1328 | 1.7049 | 3.6486 | 1.4349
8 | 39500 | -0.30258 | 39.6956 | 0.78986 | -62.5523 | -9.5536 | 2.5032 | 10.1254 | 5.8415 | 0.21281 | 0.10384 | 3.7519 | 0.54349 | 0.97613 | -0.10428 | 1.1209 | 1.7393 | 3.7131 | 1.3957
8 | 40000 | -0.28061 | 39.6288 | 0.81215 | -62.4048 | -9.6107 | 2.5258 | 10.1408 | 5.8261 | 0.24825 | 0.1296 | 3.7065 | 0.46403 | 0.96503 | -0.060013 | 1.1222 | 1.6919 | 3.6525 | 1.4423
8 | 40500 | -0.22935 | 39.6319 | 0.81961 | -62.4719 | -9.6966 | 2.4674 | 10.1101 | 5.9122 | 0.25974 | 0.1128 | 3.7888 | 0.42825 | 0.9715 | -0.051161 | 1.1362 | 1.6646 | 3.6689 | 1.477
8 | 41000 | -0.31416 | 39.6727 | 0.76291 | -62.5201 | -9.6827 | 2.5329 | 10.1494 | 5.8792 | 0.23991 | 0.0018422 | 3.7816 | 0.47011 | 0.98069 | -0.055055 | 1.1914 | 1.6456 | 3.678 | 1.5859
8 | 41500 | -0.28809 | 39.5323 | 0.87061 | -62.285 | -9.6259 | 2.6256 | 9.9907 | 5.8567 | 0.23055 | 0.067069 | 3.7995 | 0.44054 | 0.9387 | -0.13516 | 1.1305 | 1.6007 | 3.6248 | 1.6259
8 | 42000 | -0.25734 | 39.4716 | 0.71699 | -62.2256 | -9.5861 | 2.6537 | 9.9995 | 5.8185 | 0.31945 | 0.089979 | 3.8322 | 0.46308 | 0.79715 | -0.096979 | 1.1165 | 1.6228 | 3.6015 | 1.663
8 | 42500 | -0.24276 | 39.5253 | 0.63445 | -62.245 | -9.5668 | 2.5811 | 9.9869 | 5.8456 | 0.26669 | 0.17847 | 3.7693 | 0.39615 | 0.8421 | -0.0019637 | 1.0815 | 1.5977 | 3.6221 | 1.7291
8 | 43000 | -0.23505 | 39.5246 | 0.64619 | -62.2207 | -9.6515 | 2.6281 | 10.0285 | 5.8588 | 0.24539 | 0.20035 | 3.7719 | 0.42306 | 0.81206 | 0.060336 | 1.0812 | 1.6172 | 3.6161 | 1.5936
8 | 43500 | -0.25683 | 39.4002 | 0.66173 | -62.1671 | -9.6436 | 2.6455 | 10.0029 | 5.8206 | 0.28684 | 0.23344 | 3.7728 | 0.35524 | 0.80152 | 0.10767 | 1.0756 | 1.6124 | 3.606 | 1.6849
8 | 44000 | -0.18945 | 39.3659 | 0.66098 | -62.1911 | -9.6713 | 2.6554 | 9.9992 | 5.8053 | 0.26612 | 0.28624 | 3.818 | 0.28013 | 0.87874 | 0.066501 | 1.0106 | 1.6031 | 3.621 | 1.7345
8 | 44500 | -0.23921 | 39.3504 | 0.63947 | -62.1412 | -9.6228 | 2.6941 | 10.047 | 5.8097 | 0.18141 | 0.24271 | 3.8112 | 0.32005 | 0.84019 | 0.11368 | 1.0808 | 1.5883 | 3.6029 | 1.6814
8 | 45000 | -0.23116 | 39.3127 | 0.72581 | -62.1817 | -9.6148 | 2.6691 | 10.0073 | 5.9 | 0.12213 | 0.22378 | 3.8171 | 0.3298 | 0.80987 | 0.068835 | 1.1098 | 1.6144 | 3.6248 | 1.6922
8 | 45500 | -0.24377 | 39.2641 | 0.70804 | -62.1732 | -9.5926 | 2.5828 | 9.9591 | 5.8754 | 0.14444 | 0.24242 | 3.8531 | 0.31309 | 0.82348 | 0.12515 | 1.1225 | 1.6575 | 3.5898 | 1.7486
8 | 46000 | -0.19145 | 39.2919 | 0.70836 | -62.2687 | -9.668 | 2.6041 | 9.969 | 5.8211 | 0.19277 | 0.25273 | 3.8278 | 0.36135 | 0.83967 | 0.20474 | 1.1284 | 1.6114 | 3.5545 | 1.7602
8 | 46500 | -0.14955 | 39.2286 | 0.67745 | -62.3462 | -9.5682 | 2.5581 | 9.9852 | 5.8365 | 0.14726 | 0.27087 | 3.8092 | 0.39383 | 0.86575 | 0.10889 | 1.1215 | 1.5302 | 3.6576 | 1.873
8 | 47000 | -0.10882 | 39.2095 | 0.71879 | -62.3913 | -9.4697 | 2.5252 | 9.9979 | 5.7995 | 0.15779 | 0.23545 | 3.8212 | 0.37061 | 0.9113 | 0.098715 | 1.0949 | 1.4973 | 3.6991 | 1.8328
8 | 47500 | -0.096371 | 39.1241 | 0.77039 | -62.3395 | -9.4952 | 2.549 | 9.9582 | 5.8262 | 0.091707 | 0.15822 | 3.8421 | 0.42099 | 0.88011 | 0.12555 | 1.0887 | 1.614 | 3.6592 | 1.8227
8 | 48000 | -0.084285 | 39.161 | 0.8209 | -62.3051 | -9.5859 | 2.6273 | 9.974 | 5.7264 | 0.13726 | 0.20364 | 3.849 | 0.36954 | 0.90334 | 0.093559 | 1.0406 | 1.6438 | 3.641 | 1.7839
8 | 48500 | -0.037198 | 39.2311 | 0.81818 | -62.2931 | -9.623 | 2.6805 | 9.9411 | 5.6732 | 0.10124 | 0.25486 | 3.8813 | 0.3057 | 0.9078 | 0.096055 | 0.97884 | 1.6511 | 3.6563 | 1.7762
8 | 49000 | -0.0098479 | 39.314 | 0.78768 | -62.4016 | -9.6579 | 2.6166 | 9.977 | 5.6855 | 0.10647 | 0.29058 | 3.8755 | 0.33872 | 0.89533 | 0.1578 | 0.92853 | 1.6899 | 3.6221 | 1.7835
8 | 49500 | -0.077489 | 39.4652 | 0.80412 | -62.4783 | -9.6739 | 2.708 | 9.9982 | 5.675 | 0.13406 | 0.31239 | 3.9057 | 0.33772 | 0.83257 | 0.078633 | 0.93979 | 1.6274 | 3.6098 | 1.8011
8 | 50000 | -0.10167 | 39.5401 | 0.74069 | -62.4263 | -9.6531 | 2.7281 | 9.9942 | 5.6388 | 0.11039 | 0.27608 | 3.9223 | 0.34423 | 0.72628 | 0.043627 | 0.97206 | 1.6294 | 3.6651 | 1.8496
8 | 50500 | -0.098925 | 39.48 | 0.74161 | -62.3404 | -9.6477 | 2.6664 | 9.9914 | 5.7187 | 0.13637 | 0.26583 | 3.921 | 0.44886 | 0.65039 | 0.093127 | 0.97577 | 1.5285 | 3.6651 | 1.804
8 | 51000 | -0.04938 | 39.4584 | 0.71622 | -62.4071 | -9.6648 | 2.6028 | 10.0008 | 5.7638 | 0.094013 | 0.33527 | 3.9436 | 0.51237 | 0.62821 | 0.11862 | 0.92047 | 1.5999 | 3.7803 | 1.6466
8 | 51500 | -0.084955 | 39.5231 | 0.68734 | -62.4295 | -9.6698 | 2.6214 | 10.0321 | 5.7653 | 0.091725 | 0.35646 | 3.9886 | 0.47917 | 0.57528 | 0.10486 | 0.94997 | 1.6761 | 3.7077 | 1.6252
8 | 52000 | -0.079704 | 39.5274 | 0.66975 | -62.535 | -9.6121 | 2.6605 | 10.0297 | 5.7337 | 0.14041 | 0.33013 | 3.9648 | 0.43187 | 0.59344 | 0.080352 | 0.96673 | 1.7168 | 3.7199 | 1.6613
8 | 52500 | -0.12247 | 39.5272 | 0.70678 | -62.6225 | -9.5497 | 2.6604 | 10.0243 | 5.77 | 0.090829 | 0.39312 | 3.9637 | 0.40988 | 0.61325 | 0.029212 | 0.99161 | 1.7735 | 3.6565 | 1.6844
8 | 53000 | -0.095525 | 39.4983 | 0.68388 | -62.5977 | -9.673 | 2.6477 | 10.0266 | 5.7012 | 0.11777 | 0.45936 | 4.022 | 0.3678 | 0.67779 | 0.095829 | 0.98115 | 1.7187 | 3.7859 | 1.5823
8 | 53500 | -0.10878 | 39.5008 | 0.6845 | -62.6228 | -9.674 | 2.6756 | 10.004 | 5.7118 | 0.14678 | 0.52432 | 4.0106 | 0.36032 | 0.70624 | 0.16767 | 1.0221 | 1.6452 | 3.7668 | 1.4787
8 | 54000 | -0.092281 | 39.4693 | 0.64178 | -62.6587 | -9.646 | 2.652 | 9.9632 | 5.6916 | 0.17381 | 0.49182 | 3.9887 | 0.46273 | 0.68035 | 0.15203 | 1.023 | 1.7063 | 3.7524 | 1.5482
8 | 54500 | -0.12553 | 39.4426 | 0.56588 | -62.5976 | -9.5765 | 2.6377 | 10.0279 | 5.7087 | 0.17878 | 0.47011 | 3.9599 | 0.4872 | 0.63818 | 0.10894 | 1.0263 | 1.711 | 3.7245 | 1.6119
8 | 55000 | -0.14985 | 39.4243 | 0.54512 | -62.665 | -9.5627 | 2.5958 | 10.0806 | 5.6953 | 0.11518 | 0.50004 | 3.9995 | 0.57322 | 0.6389 | 0.098022 | 1.0572 | 1.7016 | 3.7174 | 1.6353
8 | 55500 | -0.090974 | 39.4521 | 0.49995 | -62.5354 | -9.5793 | 2.5894 | 10.1216 | 5.6901 | 0.098689 | 0.45279 | 3.9825 | 0.51007 | 0.59669 | 0.093108 | 1.065 | 1.7126 | 3.7497 | 1.5914
8 | 56000 | -0.18069 | 39.4812 | 0.40902 | -62.4345 | -9.5566 | 2.5982 | 10.1048 | 5.6678 | 0.10052 | 0.42435 | 4.0317 | 0.503 | 0.6141 | 0.11924 | 1.0578 | 1.7017 | 3.7676 | 1.5908
8 | 56500 | -0.097876 | 39.4998 | 0.4067 | -62.399 | -9.5587 | 2.6061 | 10.1018 | 5.6532 | 0.089517 | 0.4254 | 4.0319 | 0.44834 | 0.63843 | 0.030071 | 1.0434 | 1.6798 | 3.7183 | 1.6829
8 | 57000 | -0.068374 | 39.5575 | 0.39476 | -62.4507 | -9.5426 | 2.524 | 10.1077 | 5.672 | 0.10367 | 0.53631 | 4.0593 | 0.4742 | 0.58473 | 0.029883 | 0.98257 | 1.594 | 3.6671 | 1.7741
8 | 57500 | -0.062496 | 39.6028 | 0.45219 | -62.5141 | -9.4873 | 2.4763 | 10.1639 | 5.5806 | 0.14322 | 0.54699 | 4.0658 | 0.48885 | 0.56739 | 0.028499 | 0.93261 | 1.5581 | 3.6342 | 1.8225
8 | 58000 | -0.02614 | 39.6021 | 0.43284 | -62.5083 | -9.4316 | 2.4426 | 10.1429 | 5.5931 | 0.15434 | 0.51507 | 4.0524 | 0.52206 | 0.55825 | 0.025922 | 0.93365 | 1.6224 | 3.6147 | 1.7537
8 | 58500 | -0.016963 | 39.6439 | 0.37233 | -62.4375 | -9.3589 | 2.4602 | 10.211 | 5.616 | 0.1908 | 0.51713 | 4.0269 | 0.45305 | 0.49409 | 0.045572 | 0.89608 | 1.6541 | 3.5925 | 1.6397
8 | 59000 | 0.043374 | 39.6755 | 0.38432 | -62.4836 | -9.3384 | 2.477 | 10.2103 | 5.6205 | 0.22366 | 0.5112 | 4.0639 | 0.48268 | 0.50896 | 0.0027048 | 0.92579 | 1.6076 | 3.4953 | 1.5891
8 | 59500 | 0.059354 | 39.7336 | 0.40145 | -62.4826 | -9.3687 | 2.4894 | 10.2439 | 5.5864 | 0.22411 | 0.50392 | 4.064 | 0.52154 | 0.49637 | 0.0081139 | 0.92597 | 1.5986 | 3.5068 | 1.4878
8 | 60000 | 0.1213 | 39.7074 | 0.45829 | -62.4586 | -9.357 | 2.5423 | 10.1893 | 5.5804 | 0.18606 | 0.48739 | 4.0794 | 0.50125 | 0.43111 | 0.028674 | 0.93317 | 1.5905 | 3.5403 | 1.4389
8 | 60500 | 0.14085 | 39.7166 | 0.4169 | -62.3323 | -9.3441 | 2.4714 | 10.2097 | 5.5737 | 0.24566 | 0.48293 | 4.0684 | 0.50403 | 0.43125 | -0.048931 | 0.95121 | 1.6289 | 3.4717 | 1.4122
8 | 61000 | 0.1347 | 39.749 | 0.39008 | -62.392 | -9.4109 | 2.4614 | 10.175 | 5.5749 | 0.24978 | 0.57184 | 4.0912 | 0.54179 | 0.41171 | 0.022578 | 0.92166 | 1.6356 | 3.4807 | 1.3909
8 | 61500 | 0.16371 | 39.6623 | 0.41719 | -62.3255 | -9.395 | 2.4128 | 10.2213 | 5.4891 | 0.27283 | 0.57949 | 4.0434 | 0.54964 | 0.41021 | -0.031932 | 0.87292 | 1.6488 | 3.5061 | 1.5027
8 | 62000 | 0.18776 | 39.6281 | 0.44108 | -62.2567 | -9.3714 | 2.4182 | 10.2122 | 5.5085 | 0.1947 | 0.59062 | 4.057 | 0.5325 | 0.44615 | -0.091764 | 0.84517 | 1.6496 | 3.4834 | 1.5249
8 | 62500 | 0.17599 | 39.6755 | 0.423 | -62.2226 | -9.3603 | 2.4198 | 10.2088 | 5.5585 | 0.22183 | 0.54491 | 4.0592 | 0.48802 | 0.4409 | -0.075947 | 0.85804 | 1.6164 | 3.4084 | 1.5595
8 | 63000 | 0.18839 | 39.672 | 0.44059 | -62.2414 | -9.326 | 2.4382 | 10.2039 | 5.5514 | 0.19431 | 0.55997 | 4.028 | 0.49082 | 0.42785 | -0.08067 | 0.86348 | 1.6074 | 3.3774 | 1.6045
8 | 63500 | 0.15324 | 39.687 | 0.37738 | -62.2782 | -9.3346 | 2.4642 | 10.2222 | 5.6038 | 0.19055 | 0.53453 | 3.9799 | 0.4789 | 0.46231 | -0.13161 | 0.88021 | 1.5636 | 3.4296 | 1.7169
8 | 64000 | 0.1001 | 39.5916 | 0.33916 | -62.1475 | -9.3063 | 2.4515 | 10.1676 | 5.5956 | 0.17845 | 0.54782 | 3.942 | 0.51615 | 0.48375 | -0.19077 | 0.9208 | 1.5771 | 3.5026 | 1.7304
8 | 64500 | 0.13057 | 39.6061 | 0.35772 | -62.1832 | -9.3661 | 2.4389 | 10.1835 | 5.5989 | 0.15175 | 0.551 | 3.9405 | 0.57009 | 0.48116 | -0.22858 | 0.93718 | 1.5695 | 3.5651 | 1.696
8 | 65000 | 0.11726 | 39.6292 | 0.36106 | -62.2105 | -9.3857 | 2.4367 | 10.1744 | 5.5484 | 0.073676 | 0.56523 | 3.9481 | 0.58742 | 0.45995 | -0.20372 | 0.92856 | 1.6069 | 3.5935 | 1.7695
8 | 65500 | 0.044179 | 39.6486 | 0.32228 | -62.2293 | -9.4038 | 2.4139 | 10.1795 | 5.5538 | 0.11906 | 0.57203 | 3.9446 | 0.59913 | 0.4294 | -0.15848 | 0.95358 | 1.6436 | 3.6341 | 1.734
8 | 66000 | 0.056832 | 39.6432 | 0.32541 | -62.2963 | -9.3479 | 2.4086 | 10.1481 | 5.6286 | 0.13011 | 0.5786 | 3.9276 | 0.60502 | 0.40773 | -0.11508 | 0.95075 | 1.6622 | 3.5749 | 1.7117
8 | 66500 | 0.070714 | 39.6587 | 0.31393 | -62.3252 | -9.3392 | 2.3953 | 10.1439 | 5.5987 | 0.15991 | 0.67909 | 3.9188 | 0.62224 | 0.38762 | -0.16127 | 0.93352 | 1.6888 | 3.5509 | 1.7035
8 | 67000 | 0.11211 | 39.6322 | 0.31158 | -62.2883 | -9.3188 | 2.3615 | 10.0915 | 5.5939 | 0.18904 | 0.67812 | 3.9105 | 0.62035 | 0.33576 | -0.15606 | 0.9465 | 1.6641 | 3.6626 | 1.6533
8 | 67500 | 0.098586 | 39.6352 | 0.31167 | -62.2503 | -9.3252 | 2.3689 | 10.0956 | 5.6162 | 0.14376 | 0.69514 | 3.9235 | 0.65027 | 0.33476 | -0.13874 | 1.0011 | 1.6506 | 3.6091 | 1.5798
8 | 68000 | 0.087211 | 39.6377 | 0.34935 | -62.2901 | -9.3264 | 2.373 | 10.142 | 5.595 | 0.17584 | 0.69709 | 3.9812 | 0.6444 | 0.38182 | -0.16359 | 1.0046 | 1.6331 | 3.562 | 1.5159
8 | 68500 | 0.096388 | 39.6436 | 0.34717 | -62.2955 | -9.3746 | 2.3862 | 10.1664 | 5.5416 | 0.18894 | 0.69694 | 3.979 | 0.66546 | 0.36432 | -0.16387 | 1.0114 | 1.6348 | 3.6042 | 1.5076
8 | 69000 | 0.081562 | 39.7125 | 0.39471 | -62.365 | -9.3725 | 2.3689 | 10.1869 | 5.5696 | 0.17687 | 0.67728 | 4.0026 | 0.68211 | 0.3342 | -0.17226 | 1.0129 | 1.5994 | 3.6367 | 1.4735
8 | 69500 | 0.084273 | 39.7047 | 0.34645 | -62.3915 | -9.3416 | 2.3898 | 10.1759 | 5.6028 | 0.15846 | 0.71757 | 3.9732 | 0.65303 | 0.35311 | -0.15264 | 1.0317 | 1.5754 | 3.6348 | 1.4847
8 | 70000 | 0.080884 | 39.6528 | 0.33954 | -62.3999 | -9.3092 | 2.4279 | 10.1795 | 5.6495 | 0.20535 | 0.73908 | 3.9561 | 0.66816 | 0.35501 | -0.22991 | 1.0174 | 1.6138 | 3.6114 | 1.4426
8 | 70500 | 0.12372 | 39.6873 | 0.31888 | -62.4325 | -9.3418 | 2.4321 | 10.1409 | 5.6024 | 0.21987 | 0.7557 | 3.9847 | 0.715 | 0.32567 | -0.2468 | 1.031 | 1.6466 | 3.6454 | 1.3921
8 | 71000 | 0.14133 | 39.6776 | 0.291 | -62.4267 | -9.3392 | 2.4578 | 10.1802 | 5.5678 | 0.23377 | 0.76557 | 3.9526 | 0.75989 | 0.34563 | -0.22113 | 1.0323 | 1.5885 | 3.6163 | 1.3767
8 | 71500 | 0.18597 | 39.7395 | 0.30029 | -62.5125 | -9.3597 | 2.4908 | 10.1731 | 5.5298 | 0.19325 | 0.80001 | 3.965 | 0.7502 | 0.31155 | -0.23573 | 0.99985 | 1.6062 | 3.6183 | 1.4442
8 | 72000 | 0.22255 | 39.7191 | 0.27147 | -62.4489 | -9.3916 | 2.4602 | 10.2034 | 5.4684 | 0.26676 | 0.76544 | 3.9645 | 0.73725 | 0.36202 | -0.28814 | 1.0323 | 1.5794 | 3.6114 | 1.4647
8 | 72500 | 0.19679 | 39.7402 | 0.25917 | -62.4668 | -9.3942 | 2.4411 | 10.1836 | 5.4723 | 0.27141 | 0.73632 | 3.9886 | 0.76618 | 0.40288 | -0.25879 | 1.049 | 1.584 | 3.5871 | 1.4413
8 | 73000 | 0.18534 | 39.7238 | 0.24208 | -62.4437 | -9.3892 | 2.4064 | 10.1667 | 5.3881 | 0.33363 | 0.7486 | 3.9186 | 0.78826 | 0.42198 | -0.23845 | 1.1084 | 1.5632 | 3.6152 | 1.4609
8 | 73500 | 0.21921 | 39.7362 | 0.22975 | -62.4398 | -9.4125 | 2.4206 | 10.1845 | 5.3701 | 0.34326 | 0.71581 | 3.9202 | 0.82205 | 0.39801 | -0.20167 | 1.1313 | 1.5362 | 3.5681 | 1.4587
8 | 74000 | 0.21064 | 39.7334 | 0.2409 | -62.5226 | -9.3506 | 2.4333 | 10.1809 | 5.4022 | 0.31685 | 0.71259 | 3.9444 | 0.88041 | 0.39092 | -0.17842 | 1.2027 | 1.5154 | 3.4531 | 1.434
8 | 74500 | 0.21945 | 39.722 | 0.28426 | -62.4867 | -9.4038 | 2.4913 | 10.2217 | 5.4177 | 0.29534 | 0.73106 | 3.8959 | 0.84393 | 0.35341 | -0.21479 | 1.1929 | 1.561 | 3.4322 | 1.4431
8 | 75000 | 0.16515 | 39.7094 | 0.31961 | -62.478 | -9.3663 | 2.4777 | 10.2172 | 5.3911 | 0.3406 | 0.72229 | 3.9164 | 0.82754 | 0.35537 | -0.22762 | 1.1788 | 1.5143 | 3.4282 | 1.5083
8 | 75500 | 0.13199 | 39.6997 | 0.32122 | -62.4856 | -9.4269 | 2.5061 | 10.2437 | 5.408 | 0.37149 | 0.7413 | 3.8925 | 0.85973 | 0.32473 | -0.24138 | 1.1654 | 1.4971 | 3.4683 | 1.5227
8 | 76000 | 0.082607 | 39.6834 | 0.33913 | -62.4827 | -9.4343 | 2.483 | 10.1763 | 5.3585 | 0.38094 | 0.7751 | 3.9345 | 0.85943 | 0.29873 | -0.22304 | 1.2102 | 1.5145 | 3.4669 | 1.5769
8 | 76500 | 0.036551 | 39.6883 | 0.33131 | -62.4605 | -9.4558 | 2.4839 | 10.1782 | 5.3059 | 0.46112 | 0.76467 | 3.9531 | 0.87344 | 0.31482 | -0.1971 | 1.1735 | 1.5235 | 3.4819 | 1.5431
8 | 77000 | 0.03789 | 39.6918 | 0.37605 | -62.4578 | -9.4764 | 2.4587 | 10.1892 | 5.3153 | 0.47794 | 0.73626 | 3.9906 | 0.82025 | 0.30121 | -0.16096 | 1.2087 | 1.5049 | 3.5124 | 1.4738
8 | 77500 | -0.01576 | 39.7055 | 0.39827 | -62.4595 | -9.5147 | 2.4325 | 10.1832 | 5.3133 | 0.45693 | 0.77268 | 3.9885 | 0.81341 | 0.29305 | -0.18376 | 1.2063 | 1.5761 | 3.5146 | 1.5194
8 | 78000 | 0.01371 | 39.7024 | 0.39927 | -62.4224 | -9.4728 | 2.4031 | 10.1404 | 5.2774 | 0.49961 | 0.77993 | 3.9635 | 0.83128 | 0.33606 | -0.1947 | 1.2117 | 1.5433 | 3.4786 | 1.5099
8 | 78500 | 0.017502 | 39.7211 | 0.40753 | -62.3815 | -9.4951 | 2.3482 | 10.1514 | 5.2446 | 0.51583 | 0.78453 | 3.9199 | 0.78914 | 0.32203 | -0.16585 | 1.2355 | 1.5436 | 3.5199 | 1.5217
8 | 79000 | 0.0098206 | 39.7015 | 0.42586 | -62.3404 | -9.501 | 2.3352 | 10.1352 | 5.2539 | 0.47831 | 0.79394 | 3.9319 | 0.82587 | 0.26467 | -0.14495 | 1.2259 | 1.5072 | 3.5362 | 1.5609
8 | 79500 | 0.011618 | 39.7129 | 0.41657 | -62.3827 | -9.5417 | 2.3566 | 10.1368 | 5.289 | 0.47398 | 0.79548 | 3.9409 | 0.82059 | 0.25314 | -0.16945 | 1.2748 | 1.5306 | 3.5692 | 1.5116
8 | 80000 | 0.013359 | 39.672 | 0.41551 | -62.345 | -9.4953 | 2.3802 | 10.1352 | 5.2842 | 0.43606 | 0.84166 | 3.9199 | 0.87257 | 0.26781 | -0.22185 | 1.275 | 1.4635 | 3.5622 | 1.523
8 | 80500 | 0.016824 | 39.7558 | 0.37998 | -62.4366 | -9.4791 | 2.3448 | 10.1429 | 5.2833 | 0.45982 | 0.83188 | 3.9554 | 0.89374 | 0.23323 | -0.21882 | 1.2963 | 1.4462 | 3.641 | 1.4535
8 | 81000 | 0.018787 | 39.7225 | 0.3867 | -62.4538 | -9.4877 | 2.34 | 10.1475 | 5.2731 | 0.40885 | 0.88229 | 3.9558 | 0.87396 | 0.22424 | -0.19432 | 1.3378 | 1.4564 | 3.6496 | 1.4582
8 | 81500 | 0.029178 | 39.733 | 0.35807 | -62.4164 | -9.5039 | 2.3626 | 10.1772 | 5.288 | 0.39999 | 0.89263 | 3.9061 | 0.8627 | 0.2161 | -0.1908 | 1.3963 | 1.4271 | 3.6001 | 1.4622
8 | 82000 | 0.036563 | 39.7459 | 0.36192 | -62.3258 | -9.5372 | 2.3659 | 10.1299 | 5.3149 | 0.43608 | 0.90703 | 3.9425 | 0.82464 | 0.20613 | -0.18924 | 1.3687 | 1.4214 | 3.5895 | 1.4011
8 | 82500 | 0.035431 | 39.7721 | 0.37709 | -62.332 | -9.5899 | 2.3622 | 10.1356 | 5.293 | 0.45353 | 0.87149 | 3.9547 | 0.81139 | 0.21658 | -0.15869 | 1.4013 | 1.3907 | 3.5641 | 1.4415
8 | 83000 | 0.060328 | 39.7987 | 0.32451 | -62.3491 | -9.616 | 2.361 | 10.196 | 5.293 | 0.45317 | 0.8408 | 3.9326 | 0.80542 | 0.21841 | -0.10761 | 1.4096 | 1.4176 | 3.5217 | 1.44
8 | 83500 | 0.041466 | 39.789 | 0.29004 | -62.3575 | -9.6303 | 2.3317 | 10.1458 | 5.3003 | 0.4678 | 0.82321 | 3.9475 | 0.82181 | 0.24092 | -0.12363 | 1.4275 | 1.4608 | 3.5778 | 1.4458
8 | 84000 | 0.026869 | 39.8103 | 0.27558 | -62.4202 | -9.6497 | 2.3534 | 10.1851 | 5.3145 | 0.46426 | 0.85029 | 3.9191 | 0.82401 | 0.23949 | -0.12394 | 1.461 | 1.4415 | 3.5835 | 1.4449
8 | 84500 | -0.0024313 | 39.8094 | 0.28565 | -62.4019 | -9.6378 | 2.3858 | 10.1956 | 5.3458 | 0.46343 | 0.84705 | 3.8966 | 0.83417 | 0.2462 | -0.12165 | 1.4817 | 1.4458 | 3.5084 | 1.4182
8 | 85000 | -0.025665 | 39.7689 | 0.27514 | -62.3531 | -9.6149 | 2.3857 | 10.156 | 5.3385 | 0.49469 | 0.8677 | 3.8843 | 0.84462 | 0.19311 | -0.099975 | 1.4921 | 1.4801 | 3.4794 | 1.4334
8 | 85500 | -0.023278 | 39.7331 | 0.32695 | -62.323 | -9.6629 | 2.349 | 10.1943 | 5.3897 | 0.53269 | 0.83878 | 3.8755 | 0.86396 | 0.18728 | -0.12914 | 1.4704 | 1.4626 | 3.4956 | 1.4184
8 | 86000 | -0.085752 | 39.7546 | 0.29781 | -62.3732 | -9.6715 | 2.3733 | 10.2081 | 5.4349 | 0.5199 | 0.82905 | 3.8597 | 0.87625 | 0.20326 | -0.099616 | 1.4729 | 1.4819 | 3.4584 | 1.4599
8 | 86500 | -0.097344 | 39.729 | 0.26992 | -62.4106 | -9.6301 | 2.4136 | 10.2059 | 5.4346 | 0.54767 | 0.79656 | 3.8522 | 0.8646 | 0.22128 | -0.13525 | 1.4681 | 1.5015 | 3.474 | 1.4942
8 | 87000 | -0.11582 | 39.7224 | 0.22367 | -62.37 | -9.6252 | 2.4118 | 10.2173 | 5.4192 | 0.56273 | 0.85914 | 3.8383 | 0.83422 | 0.19054 | -0.13344 | 1.4639 | 1.5105 | 3.49 | 1.5007
8 | 87500 | -0.094391 | 39.676 | 0.21609 | -62.3297 | -9.6607 | 2.4221 | 10.2085 | 5.4194 | 0.56576 | 0.85764 | 3.873 | 0.81782 | 0.16563 | -0.13075 | 1.4534 | 1.5223 | 3.4813 | 1.5366
8 | 88000 | -0.040163 | 39.6516 | 0.21517 | -62.355 | -9.6405 | 2.4282 | 10.2089 | 5.4722 | 0.55549 | 0.85841 | 3.8362 | 0.79914 | 0.20224 | -0.14197 | 1.5082 | 1.5251 | 3.4274 | 1.4894
8 | 88500 | -0.074936 | 39.6901 | 0.23655 | -62.3241 | -9.6725 | 2.4224 | 10.2068 | 5.4522 | 0.60668 | 0.82161 | 3.8303 | 0.79156 | 0.18123 | -0.17263 | 1.5322 | 1.5223 | 3.4361 | 1.5141
8 | 89000 | -0.06933 | 39.7334 | 0.21334 | -62.3361 | -9.7047 | 2.4391 | 10.231 | 5.4153 | 0.60099 | 0.86134 | 3.8349 | 0.83302 | 0.18978 | -0.15127 | 1.4991 | 1.4776 | 3.4279 | 1.5048
8 | 89500 | -0.034586 | 39.7431 | 0.22279 | -62.3622 | -9.7382 | 2.463 | 10.2178 | 5.4417 | 0.59284 | 0.85662 | 3.8454 | 0.84092 | 0.20248 | -0.15407 | 1.5203 | 1.454 | 3.381 | 1.5072
8 | 90000 | -0.029142 | 39.7842 | 0.24803 | -62.4233 | -9.7453 | 2.4529 | 10.2425 | 5.4872 | 0.60745 | 0.81932 | 3.8725 | 0.8128 | 0.22231 | -0.1537 | 1.5156 | 1.4442 | 3.4232 | 1.4192
8 | 90500 | -0.010883 | 39.785 | 0.30541 | -62.4019 | -9.7377 | 2.4219 | 10.2193 | 5.4766 | 0.56739 | 0.82282 | 3.8615 | 0.82997 | 0.23498 | -0.16559 | 1.5228 | 1.4555 | 3.4287 | 1.3844
8 | 91000 | 0.0082836 | 39.7967 | 0.2744 | -62.3769 | -9.7691 | 2.4389 | 10.1739 | 5.48 | 0.57356 | 0.8418 | 3.8573 | 0.83873 | 0.23544 | -0.14178 | 1.5268 | 1.4881 | 3.417 | 1.3369
8 | 91500 | 0.011174 | 39.7223 | 0.30678 | -62.3469 | -9.794 | 2.4346 | 10.1669 | 5.4927 | 0.56263 | 0.82599 | 3.8688 | 0.84956 | 0.24288 | -0.11747 | 1.5261 | 1.4894 | 3.4011 | 1.3574
8 | 92000 | -0.0069933 | 39.7181 | 0.31322 | -62.3042 | -9.7943 | 2.4592 | 10.1961 | 5.4764 | 0.60258 | 0.81293 | 3.8756 | 0.87511 | 0.22073 | -0.14937 | 1.5405 | 1.4524 | 3.4374 | 1.2745
8 | 92500 | -0.0108 | 39.7386 | 0.28686 | -62.2973 | -9.7919 | 2.4278 | 10.2118 | 5.4971 | 0.60983 | 0.77728 | 3.8779 | 0.84522 | 0.22326 | -0.1556 | 1.5834 | 1.4651 | 3.442 | 1.2693
8 | 93000 | -0.033406 | 39.7634 | 0.27913 | -62.3259 | -9.8204 | 2.4427 | 10.1792 | 5.4888 | 0.61234 | 0.78587 | 3.897 | 0.83469 | 0.2142 | -0.12016 | 1.6077 | 1.4903 | 3.4443 | 1.2603
8 | 93500 | -0.016606 | 39.769 | 0.27525 | -62.3088 | -9.7906 | 2.4507 | 10.144 | 5.4365 | 0.621 | 0.77116 | 3.887 | 0.84267 | 0.20916 | -0.10585 | 1.6209 | 1.4905 | 3.4539 | 1.25
8 | 94000 | -0.012381 | 39.7843 | 0.25843 | -62.298 | -9.7884 | 2.4551 | 10.0971 | 5.4611 | 0.59101 | 0.78949 | 3.8944 | 0.8216 | 0.20557 | -0.12167 | 1.6305 | 1.5158 | 3.5087 | 1.2074
8 | 94500 | -0.0088265 | 39.7921 | 0.22871 | -62.3164 | -9.7769 | 2.4405 | 10.089 | 5.4442 | 0.60965 | 0.76449 | 3.9006 | 0.83664 | 0.22276 | -0.099369 | 1.6306 | 1.5315 | 3.4826 | 1.2282
8 | 95000 | -0.0031616 | 39.728 | 0.23313 | -62.2688 | -9.7915 | 2.4518 | 10.051 | 5.4778 | 0.59244 | 0.76239 | 3.9155 | 0.81925 | 0.18923 | -0.10856 | 1.636 | 1.5131 | 3.5391 | 1.2633
8 | 95500 | 0.031273 | 39.7024 | 0.20341 | -62.2927 | -9.7777 | 2.4299 | 10.06 | 5.4706 | 0.61 | 0.79606 | 3.8968 | 0.80804 | 0.20646 | -0.093325 | 1.6145 | 1.5376 | 3.539 | 1.2578
8 | 96000 | 0.047702 | 39.7804 | 0.19705 | -62.4041 | -9.7824 | 2.4611 | 10.1018 | 5.4509 | 0.59421 | 0.79016 | 3.8838 | 0.85416 | 0.20976 | -0.15607 | 1.5874 | 1.5744 | 3.554 | 1.2556
8 | 96500 | -0.015015 | 39.7633 | 0.20703 | -62.3682 | -9.7825 | 2.4912 | 10.1439 | 5.4397 | 0.61456 | 0.77176 | 3.8721 | 0.85155 | 0.21196 | -0.16568 | 1.5692 | 1.5607 | 3.5763 | 1.2582
8 | 97000 | -0.00023589 | 39.7152 | 0.20739 | -62.3355 | -9.794 | 2.4793 | 10.1024 | 5.4628 | 0.61671 | 0.763 | 3.9028 | 0.83919 | 0.17676 | -0.15973 | 1.5772 | 1.5917 | 3.5627 | 1.2922
8 | 97500 | 0.023041 | 39.7282 | 0.20304 | -62.3217 | -9.7946 | 2.4555 | 10.1307 | 5.4199 | 0.64298 | 0.75586 | 3.895 | 0.82309 | 0.17043 | -0.1728 | 1.5587 | 1.5955 | 3.5768 | 1.3101
8 | 98000 | -0.0023884 | 39.7154 | 0.20704 | -62.3577 | -9.8037 | 2.4534 | 10.105 | 5.397 | 0.66342 | 0.75897 | 3.9035 | 0.82512 | 0.16316 | -0.16305 | 1.5925 | 1.6033 | 3.572 | 1.3671
8 | 98500 | 0.01247 | 39.674 | 0.18733 | -62.264 | -9.7869 | 2.4564 | 10.0716 | 5.3731 | 0.6684 | 0.72923 | 3.9131 | 0.82551 | 0.17386 | -0.13413 | 1.5775 | 1.6088 | 3.5945 | 1.3192
8 | 99000 | 0.059158 | 39.6905 | 0.17567 | -62.2766 | -9.8132 | 2.4581 | 10.0795 | 5.3774 | 0.65756 | 0.73718 | 3.9029 | 0.8484 | 0.18219 | -0.13861 | 1.5649 | 1.5764 | 3.6112 | 1.3073
8 | 99500 | 0.071363 | 39.709 | 0.16803 | -62.2832 | -9.7955 | 2.4636 | 10.0763 | 5.3926 | 0.62699 | 0.74027 | 3.8744 | 0.86872 | 0.18535 | -0.1552 | 1.5459 | 1.5614 | 3.6207 | 1.3292
8 | 100000 | 0.078931 | 39.7078 | 0.15194 | -62.257 | -9.7612 | 2.4631 | 10.0574 | 5.3884 | 0.61627 | 0.75134 | 3.8747 | 0.87892 | 0.17978 | -0.14391 | 1.5422 | 1.5298 | 3.5681 | 1.3734
9 | 100 | -1.7145 | 35.029 | 9.6518 | -93.5925 | -9.5783 | 12.0937 | 20.9351 | -0.28382 | 8.3882 | -1.9803 | -9.7768 | 10.4676 | 5.5949 | 0.078457 | -2.7437 | 6.3212 | 4.0781 | 7.0321
9 | 500 | -1.5079 | 40.5768 | 0.87956 | -68.295 | -18.0741 | 0.80587 | 16.5666 | 5.0843 | -1.7987 | -2.5788 | 4.4254 | -0.71705 | -4.4758 | 0.47223 | 2.6421 | 6.9543 | 6.8275 | 12.2129
9 | 1000 | 3.5561 | 38.0317 | -4.677 | -61.6653 | -20.3842 | 1.2961 | 15.019 | 6.607 | 1.8726 | -1.3558 | 0.53536 | 2.3909 | -1.78 | 0.3557 | 2.2531 | 5.7353 | 5.6467 | 6.5627
9 | 1500 | 5.4442 | 41.0524 | -3.73 | -65.5161 | -19.5555 | 2.3164 | 13.4091 | 7.0477 | 1.32 | -2.0247 | 0.54768 | 4.0656 | 1.1703 | 2.4314 | 4.0844 | 1.7453 | 3.2526 | 2.9392
9 | 2000 | 3.3897 | 42.4461 | -2.464 | -65.8541 | -20.1927 | 0.89143 | 12.8187 | 7.3686 | 1.8391 | -0.0037508 | 3.2529 | 2.6218 | 0.55648 | 3.0433 | 2.6493 | 1.1012 | 4.211 | 2.3248
9 | 2500 | 2.3319 | 43.3916 | -2.2824 | -65.861 | -18.543 | 1.1779 | 12.4889 | 7.265 | 0.29609 | 2.0911 | 1.6197 | 1.8057 | 0.87002 | 2.8884 | 2.2344 | 2.1319 | 5.1748 | 0.91908
9 | 3000 | 2.0291 | 42.9927 | -1.3478 | -64.5909 | -18.9636 | 0.79938 | 12.3579 | 6.4776 | 0.65631 | 2.7271 | 2.6811 | 2.3139 | 0.74445 | 2.9524 | 1.1315 | 2.6982 | 4.4583 | -0.11761
9 | 3500 | 2.1265 | 42.2706 | -1.5849 | -63.8627 | -18.3408 | 1.532 | 10.2888 | 7.0585 | -0.19376 | 2.7791 | 3.093 | 2.3903 | 0.8258 | 2.6534 | 0.5228 | 2.2738 | 5.6839 | 0.48369
9 | 4000 | 1.3804 | 42.1718 | -1.6947 | -65.2819 | -18.0187 | 1.691 | 11.2375 | 8.3026 | 0.10951 | 1.9626 | 2.352 | 2.9524 | 1.2883 | 2.9955 | 1.1867 | 1.5394 | 5.8301 | -0.0043394
9 | 4500 | 1.3889 | 42.1786 | -1.0823 | -64.269 | -17.4558 | 1.7392 | 11.1891 | 8.5351 | 0.28736 | 2.2308 | 2.4153 | 2.1684 | 1.1433 | 1.7722 | 0.79508 | 1.4779 | 4.3947 | 1.0913
9 | 5000 | 0.89566 | 42.2313 | -0.91601 | -64.1389 | -16.6201 | 2.2124 | 11.7449 | 7.4652 | -0.17266 | 1.31 | 3.3261 | 1.4837 | 0.85222 | 1.6118 | 0.38825 | 2.1857 | 4.305 | 1.8353
9 | 5500 | 0.9188 | 41.8622 | -0.60493 | -64.6909 | -17.1164 | 2.3601 | 12.0204 | 7.5776 | -0.35708 | 1.1402 | 4.1355 | 0.95134 | 0.8163 | 1.2742 | 0.86287 | 2.4007 | 4.5406 | 1.9086
9 | 6000 | 0.52419 | 41.8591 | -0.27429 | -64.1426 | -16.6298 | 2.2783 | 11.9629 | 7.335 | -0.51655 | 1.2795 | 4.1294 | 0.63279 | 0.82928 | 0.66291 | 0.65163 | 2.6873 | 4.5286 | 2.2024
9 | 6500 | 0.38688 | 41.7663 | 0.56784 | -63.0583 | -17.3526 | 1.9401 | 12.0525 | 6.9289 | -0.86907 | 0.98371 | 3.856 | 0.11224 | 0.89223 | 0.49149 | 0.75552 | 2.7759 | 5.1917 | 2.5786
9 | 7000 | 0.45126 | 41.8775 | -0.23293 | -63.0567 | -16.8832 | 1.9556 | 12.465 | 6.5275 | -0.52774 | 1.4197 | 4.116 | 0.061575 | 1.5458 | 0.3649 | 1.009 | 2.6289 | 4.7762 | 1.5016
9 | 7500 | 0.56122 | 42.1242 | 0.17086 | -62.7872 | -16.5049 | 1.685 | 12.1925 | 6.3077 | -0.47723 | 1.0605 | 4.2116 | 0.032596 | 1.9514 | 0.30202 | 0.69206 | 2.7316 | 4.494 | 1.2521
9 | 8000 | 0.37286 | 41.669 | 0.54713 | -61.9615 | -16.84 | 1.6724 | 12.3071 | 6.1084 | -0.46539 | 0.85814 | 4.5297 | 0.12701 | 1.5683 | -0.14314 | 0.5161 | 2.9832 | 4.4809 | 1.6698
9 | 8500 | 0.43826 | 41.6537 | 0.16628 | -61.6252 | -17.1333 | 1.7174 | 11.9607 | 6.1073 | -0.85977 | 0.81151 | 4.2127 | 0.49847 | 1.5115 | -0.034395 | 0.99867 | 2.9671 | 4.8872 | 1.7219
9 | 9000 | 0.54363 | 41.4057 | -0.17355 | -61.067 | -16.6147 | 2.0317 | 11.7728 | 6.4113 | -0.90871 | 0.92978 | 4.1677 | 0.33072 | 1.4568 | -0.11938 | 1.1257 | 2.796 | 4.6946 | 1.2169
9 | 9500 | 0.46443 | 41.0309 | 0.16413 | -60.6581 | -16.166 | 1.8667 | 11.3115 | 6.158 | -0.65692 | 1.1577 | 3.8908 | 0.22217 | 0.99826 | 0.020069 | 1.2007 | 2.9298 | 4.5469 | 1.519
9 | 10000 | 0.086275 | 41.0381 | 0.13122 | -60.7582 | -16.0427 | 1.7395 | 11.0094 | 6.1227 | -0.64375 | 1.3776 | 4.4551 | 0.012874 | 1.1683 | -0.19605 | 1.3222 | 3.1364 | 4.8639 | 1.1772
9 | 10500 | 0.28142 | 41.406 | 0.26682 | -61.2261 | -15.9381 | 1.6994 | 10.8269 | 6.0359 | -0.70484 | 1.2634 | 4.3894 | 0.041381 | 0.86622 | -0.27943 | 1.2738 | 3.1448 | 4.8918 | 1.7613
9 | 11000 | 0.091347 | 41.2139 | 0.25443 | -61.2685 | -16.0399 | 1.8114 | 10.739 | 6.3042 | -0.50966 | 1.2135 | 4.4317 | 0.043707 | 0.98357 | -0.18367 | 1.2955 | 3.1185 | 4.8529 | 1.6481
9 | 11500 | 0.24376 | 41.1605 | -0.070119 | -60.6194 | -15.8809 | 1.7894 | 10.8152 | 6.1676 | -0.5529 | 0.98272 | 4.1912 | -0.0044432 | 0.87475 | 0.13209 | 1.3611 | 3.0075 | 4.6666 | 1.7353
9 | 12000 | 0.18564 | 41.0981 | -0.26047 | -60.9644 | -15.8518 | 1.7185 | 11.0723 | 6.1497 | -0.54 | 1.0448 | 4.038 | -0.076546 | 1.1719 | -0.059079 | 1.5127 | 3.062 | 5.1152 | 1.5834
9 | 12500 | 0.0038235 | 41.2176 | -0.24519 | -61.3639 | -16.4477 | 2.1727 | 10.9341 | 6.4707 | -0.34446 | 0.96439 | 4.0671 | 0.050351 | 1.326 | -0.22029 | 1.4559 | 3.1557 | 5.1709 | 1.6322
9 | 13000 | -0.28856 | 41.4682 | -0.078104 | -61.545 | -16.3655 | 2.2135 | 11.2185 | 6.7424 | -0.339 | 0.77757 | 4.0668 | 0.23365 | 1.3587 | -0.32852 | 1.3996 | 2.954 | 4.7735 | 1.7384
9 | 13500 | -0.35788 | 41.4346 | -0.098122 | -61.4228 | -16.3224 | 2.2076 | 11.2339 | 6.6971 | -0.44124 | 0.7064 | 4.2012 | 0.35278 | 1.3952 | 0.020517 | 1.2375 | 2.9355 | 4.4731 | 1.747
9 | 14000 | -0.2941 | 41.5589 | -0.069204 | -61.5107 | -16.4412 | 2.3864 | 11.0933 | 6.6108 | -0.37684 | 0.89111 | 4.0679 | 0.38109 | 1.401 | -0.11072 | 1.3039 | 3.0727 | 4.6032 | 1.4325
9 | 14500 | -0.37947 | 41.5113 | -0.077428 | -61.9238 | -16.4831 | 2.5093 | 11.0602 | 6.8345 | -0.23152 | 0.90967 | 4.2541 | 0.19092 | 1.627 | -0.32783 | 1.4167 | 3.0684 | 4.6443 | 1.3968
9 | 15000 | -0.34215 | 41.5456 | 0.072083 | -61.7326 | -16.6444 | 2.5417 | 10.9412 | 6.8506 | -0.42899 | 0.98073 | 4.4176 | 0.11587 | 1.4315 | -0.19606 | 1.4225 | 2.8792 | 4.7414 | 1.4042
9 | 15500 | -0.65251 | 41.2562 | 0.28002 | -61.6952 | -16.6911 | 2.6611 | 10.7479 | 6.8426 | -0.38227 | 1.1003 | 4.6631 | 0.2038 | 1.331 | -0.042468 | 1.3774 | 2.9336 | 4.3057 | 1.7606
9 | 16000 | -0.82765 | 41.347 | 0.36598 | -61.7673 | -16.5846 | 2.8294 | 10.7967 | 7.0067 | -0.30779 | 0.87121 | 4.3578 | 0.31908 | 1.2975 | -0.14767 | 1.3534 | 3.0775 | 4.1125 | 1.9001
9 | 16500 | -0.78828 | 41.3654 | 0.37023 | -61.5671 | -16.5279 | 2.9245 | 10.7026 | 7.2263 | -0.3228 | 0.79763 | 4.3425 | 0.2196 | 1.2519 | -0.26613 | 1.3924 | 3.0782 | 3.9247 | 1.8764
9 | 17000 | -0.8952 | 41.1976 | 0.42663 | -61.2721 | -16.509 | 2.9566 | 10.6229 | 7.3668 | -0.46387 | 0.73069 | 4.3883 | 0.29277 | 1.2174 | -0.37037 | 1.5469 | 3.1406 | 3.9357 | 1.6876
9 | 17500 | -0.97254 | 40.9801 | 0.57504 | -61.0691 | -16.5034 | 3.2803 | 10.7479 | 7.2212 | -0.51771 | 0.60254 | 4.2905 | 0.3431 | 1.2136 | -0.61966 | 1.4234 | 3.0934 | 4.2021 | 1.7093
9 | 18000 | -1.0147 | 40.9309 | 0.41471 | -61.0127 | -16.8881 | 3.1733 | 10.9265 | 7.2869 | -0.51805 | 0.57022 | 4.3423 | 0.46177 | 1.1561 | -0.68348 | 1.3738 | 3.1761 | 4.4156 | 1.8889
9 | 18500 | -0.92022 | 40.9307 | 0.40001 | -61.1898 | -16.6593 | 3.2442 | 10.8802 | 7.311 | -0.42913 | 0.48602 | 4.3803 | 0.47072 | 0.96081 | -0.64894 | 1.3805 | 3.0119 | 4.5598 | 1.8312
9 | 19000 | -0.91169 | 41.1869 | 0.41898 | -61.0901 | -16.5739 | 3.3073 | 11.0098 | 7.3504 | -0.38005 | 0.43082 | 4.5182 | 0.32245 | 0.85277 | -0.7847 | 1.2173 | 2.9264 | 4.6101 | 1.589
9 | 19500 | -1.037 | 40.8991 | 0.45747 | -60.9433 | -16.55 | 3.3715 | 11.139 | 7.3556 | -0.39532 | 0.42848 | 4.5893 | 0.42194 | 0.8924 | -0.65643 | 1.1014 | 2.9905 | 4.611 | 1.3244
9 | 20000 | -0.95002 | 40.9143 | 0.48098 | -61.2183 | -16.6534 | 3.227 | 11.0994 | 7.4453 | -0.21717 | 0.48856 | 4.6332 | 0.42822 | 0.89514 | -0.44123 | 1.0943 | 2.7566 | 4.5259 | 1.4912
9 | 20500 | -0.83491 | 40.9382 | 0.48796 | -61.0946 | -16.7432 | 3.2015 | 11.1761 | 7.4053 | -0.23779 | 0.37886 | 4.6173 | 0.43154 | 0.83993 | -0.25504 | 0.91494 | 2.7469 | 4.6175 | 1.4096
9 | 21000 | -0.97573 | 40.9265 | 0.50334 | -61.1497 | -16.7603 | 3.0991 | 11.1916 | 7.4146 | -0.22037 | 0.39924 | 4.5304 | 0.54631 | 0.76283 | -0.19161 | 0.87453 | 2.8797 | 4.6776 | 1.4921
9 | 21500 | -0.96374 | 40.9028 | 0.36204 | -61.0203 | -16.4856 | 3.2188 | 11.0255 | 7.3705 | -0.54938 | 0.36012 | 4.6731 | 0.57414 | 0.64398 | -0.13205 | 0.87512 | 2.7747 | 4.6593 | 1.7109
9 | 22000 | -0.81842 | 41.0413 | 0.53852 | -61.3266 | -16.5512 | 3.0423 | 11.2541 | 7.3686 | -0.58978 | 0.29399 | 4.6176 | 0.82166 | 0.53 | -0.13264 | 0.7982 | 2.7652 | 4.6058 | 1.7413
9 | 22500 | -0.7553 | 40.8786 | 0.70096 | -61.2001 | -16.4208 | 3.0954 | 11.3392 | 7.1662 | -0.49511 | 0.37607 | 4.7069 | 0.73916 | 0.50523 | -0.11687 | 0.62623 | 2.7484 | 4.5658 | 1.5401
9 | 23000 | -0.88399 | 40.9389 | 0.72016 | -61.1632 | -16.3025 | 3.1265 | 11.2952 | 7.2512 | -0.32726 | 0.31539 | 4.5605 | 0.91735 | 0.45888 | -0.00017419 | 0.53559 | 2.6836 | 4.4149 | 1.459
9 | 23500 | -0.75591 | 40.8353 | 0.69795 | -61.0802 | -16.1383 | 3.0391 | 11.2313 | 7.2731 | -0.35724 | 0.35167 | 4.5852 | 0.74986 | 0.63307 | 0.038363 | 0.66623 | 2.6612 | 4.3644 | 1.2048
9 | 24000 | -0.68333 | 40.8007 | 0.86607 | -60.9746 | -16.2456 | 2.9394 | 11.2511 | 7.1998 | -0.41961 | 0.32556 | 4.5182 | 0.60974 | 0.69792 | -0.019334 | 0.73678 | 2.5588 | 4.4487 | 1.3896
9 | 24500 | -0.60024 | 40.9366 | 0.90953 | -60.9814 | -16.3567 | 2.9502 | 11.1338 | 7.2543 | -0.41663 | 0.15357 | 4.5412 | 0.49142 | 0.91875 | -0.065883 | 0.65913 | 2.5344 | 4.3713 | 1.5667
9 | 25000 | -0.67645 | 41.011 | 0.95576 | -61.0779 | -16.5111 | 2.9029 | 10.9972 | 7.3878 | -0.42127 | 0.31347 | 4.5748 | 0.58264 | 0.81352 | -0.07468 | 0.90186 | 2.4581 | 4.2546 | 1.6077
9 | 25500 | -0.66121 | 41.083 | 0.89701 | -61.0988 | -16.554 | 2.8529 | 10.8781 | 7.3036 | -0.16598 | 0.28248 | 4.5704 | 0.70321 | 0.85883 | -0.029301 | 0.84905 | 2.3681 | 4.5761 | 1.2866
9 | 26000 | -0.66056 | 41.0769 | 0.91971 | -61.1878 | -16.6234 | 2.9251 | 10.8845 | 7.2954 | -0.069184 | 0.25972 | 4.4519 | 0.61423 | 0.84145 | -0.058681 | 0.90162 | 2.4752 | 4.7527 | 1.2012
9 | 26500 | -0.52717 | 41.0318 | 0.95125 | -61.2325 | -16.7332 | 2.9696 | 10.847 | 7.4358 | -0.10368 | 0.27641 | 4.5701 | 0.53868 | 0.76719 | 0.040172 | 0.90894 | 2.3301 | 4.7211 | 1.2084
9 | 27000 | -0.58667 | 41.0576 | 0.97069 | -61.1221 | -16.6967 | 3.0744 | 10.7213 | 7.4357 | -0.10723 | 0.25526 | 4.5409 | 0.35059 | 0.83922 | -0.050498 | 0.98995 | 2.4637 | 4.7826 | 1.0811
9 | 27500 | -0.70884 | 40.9598 | 1.0051 | -61.2632 | -16.6937 | 3.1563 | 10.6332 | 7.3646 | -0.11426 | 0.17471 | 4.617 | 0.34038 | 1.0009 | -0.051768 | 0.99802 | 2.5223 | 4.8964 | 1.1631
9 | 28000 | -0.83416 | 40.8426 | 0.93095 | -61.1309 | -16.6367 | 3.2307 | 10.6291 | 7.3547 | -0.088027 | 0.30535 | 4.6032 | 0.31169 | 1.0654 | -0.13098 | 0.99644 | 2.5078 | 4.9917 | 1.051
9 | 28500 | -0.92051 | 40.8836 | 0.9766 | -61.1517 | -16.6066 | 3.2548 | 10.6001 | 7.3026 | 0.033707 | 0.31444 | 4.591 | 0.34798 | 1.0604 | -0.11773 | 1.1118 | 2.3899 | 5.1131 | 0.81655
9 | 29000 | -0.85764 | 40.942 | 0.89521 | -61.3093 | -16.5017 | 3.1749 | 10.6092 | 7.3219 | -0.0091373 | 0.25318 | 4.5711 | 0.20963 | 1.1217 | 0.014084 | 1.032 | 2.4469 | 5.1631 | 0.92289
9 | 29500 | -0.86676 | 40.8846 | 0.98945 | -61.2022 | -16.5783 | 3.0669 | 10.5743 | 7.2493 | -0.13731 | 0.27069 | 4.5729 | 0.36323 | 1.2076 | -0.085928 | 1.0845 | 2.3996 | 5.1222 | 1.0854
9 | 30000 | -0.7457 | 40.9118 | 0.88871 | -61.1525 | -16.607 | 3.107 | 10.5057 | 7.2376 | -0.21423 | 0.2744 | 4.6252 | 0.40899 | 1.2092 | -0.21132 | 1.0579 | 2.4673 | 5.1755 | 1.0614
9 | 30500 | -0.68943 | 40.7801 | 0.96457 | -61.0858 | -16.5374 | 3.0353 | 10.4915 | 7.2513 | -0.17084 | 0.32895 | 4.6482 | 0.43104 | 1.0528 | -0.17575 | 0.96468 | 2.4808 | 5.0631 | 1.167
9 | 31000 | -0.60095 | 40.7599 | 1.0571 | -61.1449 | -16.6235 | 3.0025 | 10.6175 | 7.2514 | -0.26426 | 0.39871 | 4.6872 | 0.46369 | 1.1181 | -0.20965 | 1.1254 | 2.2617 | 5.1209 | 0.97899
9 | 31500 | -0.51082 | 40.7733 | 0.99415 | -61.0551 | -16.6105 | 3.0463 | 10.7115 | 7.1753 | -0.20607 | 0.3386 | 4.675 | 0.43388 | 1.0188 | -0.26076 | 1.1106 | 2.2141 | 5.0398 | 1.112
9 | 32000 | -0.56168 | 40.7749 | 1.0099 | -61.0492 | -16.5695 | 3.0125 | 10.6129 | 7.1499 | -0.082975 | 0.30688 | 4.65 | 0.41841 | 1.0052 | -0.31874 | 1.1734 | 2.1391 | 5.0502 | 1.2789
9 | 32500 | -0.4994 | 40.8136 | 1.0588 | -61.0521 | -16.5326 | 2.8817 | 10.7481 | 7.1797 | -0.0391 | 0.26389 | 4.6014 | 0.61897 | 0.91214 | -0.34308 | 1.1941 | 2.1246 | 4.8183 | 1.2508
9 | 33000 | -0.47734 | 40.8375 | 0.9684 | -61.2761 | -16.566 | 2.737 | 10.7453 | 7.2094 | -0.028383 | 0.27985 | 4.5858 | 0.62816 | 0.95505 | -0.35216 | 1.2626 | 2.2336 | 4.8468 | 1.4106
9 | 33500 | -0.48141 | 40.8101 | 0.93198 | -61.1079 | -16.5873 | 2.6803 | 10.6917 | 7.1747 | 0.032576 | 0.28831 | 4.5883 | 0.55098 | 0.95 | -0.32976 | 1.2749 | 2.2243 | 4.868 | 1.4403
9 | 34000 | -0.44259 | 40.9383 | 0.84638 | -61.3358 | -16.479 | 2.5997 | 10.7615 | 7.2355 | 0.09084 | 0.23387 | 4.6174 | 0.59237 | 1.0103 | -0.3456 | 1.2929 | 2.186 | 4.6934 | 1.5045
9 | 34500 | -0.42762 | 40.8671 | 0.81086 | -61.4356 | -16.4619 | 2.7578 | 10.8428 | 7.2912 | 0.18134 | 0.29449 | 4.6383 | 0.60139 | 0.97919 | -0.28518 | 1.2339 | 2.0847 | 4.6068 | 1.4203
9 | 35000 | -0.40504 | 40.8158 | 0.77021 | -61.4662 | -16.3679 | 2.7833 | 10.9017 | 7.2352 | 0.20151 | 0.32872 | 4.6723 | 0.62564 | 1.0498 | -0.29781 | 1.2782 | 2.048 | 4.4927 | 1.3338
9 | 35500 | -0.40691 | 40.8222 | 0.71632 | -61.5091 | -16.3933 | 2.8253 | 11.0386 | 7.2407 | 0.10501 | 0.33641 | 4.6595 | 0.61033 | 1.0741 | -0.24178 | 1.2728 | 2.0829 | 4.5407 | 1.2263
9 | 36000 | -0.39026 | 40.805 | 0.622 | -61.5422 | -16.4094 | 2.769 | 11.1195 | 7.2253 | 0.13606 | 0.32263 | 4.709 | 0.55579 | 1.0344 | -0.21281 | 1.2267 | 2.1854 | 4.5677 | 1.2761
9 | 36500 | -0.29018 | 40.7739 | 0.54894 | -61.4607 | -16.3123 | 2.7296 | 11.1428 | 7.2071 | 0.12814 | 0.33982 | 4.6964 | 0.51036 | 1.0339 | -0.31553 | 1.254 | 2.0227 | 4.6423 | 1.3488
9 | 37000 | -0.28888 | 40.7546 | 0.61788 | -61.4122 | -16.3185 | 2.7419 | 11.1401 | 7.2317 | 0.11974 | 0.28695 | 4.7564 | 0.45892 | 0.97057 | -0.28912 | 1.2223 | 2.0195 | 4.7179 | 1.2702
9 | 37500 | -0.22847 | 40.7988 | 0.63076 | -61.3921 | -16.3152 | 2.8094 | 11.2455 | 7.244 | 0.065622 | 0.21983 | 4.7558 | 0.46004 | 0.93252 | -0.21423 | 1.1787 | 1.9384 | 4.6948 | 1.1759
9 | 38000 | -0.27438 | 40.7963 | 0.7204 | -61.3926 | -16.3441 | 2.7469 | 11.2093 | 7.1245 | 0.072044 | 0.28011 | 4.8129 | 0.4026 | 0.95274 | -0.10702 | 1.2114 | 1.8297 | 4.6101 | 1.3492
9 | 38500 | -0.29705 | 40.8481 | 0.78493 | -61.4986 | -16.4279 | 2.7667 | 11.2236 | 7.1818 | 0.036375 | 0.21841 | 4.8667 | 0.50768 | 0.93941 | -0.089297 | 1.2199 | 1.8422 | 4.5558 | 1.3213
9 | 39000 | -0.27268 | 40.884 | 0.77959 | -61.4545 | -16.4047 | 2.7233 | 11.2669 | 7.21 | 0.10417 | 0.17429 | 4.8707 | 0.53978 | 0.95887 | -0.10296 | 1.1795 | 1.7416 | 4.5905 | 1.2117
9 | 39500 | -0.3091 | 40.8463 | 0.73647 | -61.3232 | -16.4203 | 2.6728 | 11.3086 | 7.0729 | 0.12563 | 0.19815 | 4.8123 | 0.56241 | 1.0404 | -0.087155 | 1.1648 | 1.7784 | 4.6498 | 1.1707
9 | 40000 | -0.29694 | 40.7778 | 0.75386 | -61.177 | -16.4489 | 2.6894 | 11.3161 | 7.0623 | 0.16586 | 0.22378 | 4.7649 | 0.48677 | 1.0404 | -0.046089 | 1.164 | 1.7204 | 4.5838 | 1.2194
9 | 40500 | -0.23664 | 40.772 | 0.75427 | -61.2484 | -16.5223 | 2.6205 | 11.2764 | 7.1497 | 0.18362 | 0.21405 | 4.8436 | 0.46284 | 1.0411 | -0.039101 | 1.1765 | 1.7048 | 4.5941 | 1.253
9 | 41000 | -0.32033 | 40.8104 | 0.70626 | -61.2977 | -16.5192 | 2.6946 | 11.3157 | 7.1084 | 0.17179 | 0.096054 | 4.8374 | 0.50667 | 1.0567 | -0.040791 | 1.2372 | 1.6796 | 4.604 | 1.3532
9 | 41500 | -0.3164 | 40.6729 | 0.81315 | -61.0592 | -16.4488 | 2.7894 | 11.1684 | 7.0846 | 0.1372 | 0.16624 | 4.8634 | 0.48392 | 1.0073 | -0.13087 | 1.1796 | 1.6475 | 4.5552 | 1.3863
9 | 42000 | -0.28714 | 40.6085 | 0.65744 | -60.9929 | -16.3978 | 2.8345 | 11.184 | 7.0485 | 0.22334 | 0.18626 | 4.8936 | 0.50969 | 0.87331 | -0.099582 | 1.1641 | 1.6723 | 4.5272 | 1.3947
9 | 42500 | -0.26871 | 40.6622 | 0.57438 | -61.0178 | -16.3715 | 2.7589 | 11.1718 | 7.0705 | 0.17508 | 0.27035 | 4.8323 | 0.43657 | 0.9113 | 0.0014898 | 1.1301 | 1.6467 | 4.5478 | 1.4686
9 | 43000 | -0.25606 | 40.6653 | 0.60081 | -60.9978 | -16.4725 | 2.8063 | 11.22 | 7.0824 | 0.14719 | 0.2947 | 4.8363 | 0.47451 | 0.87735 | 0.057855 | 1.1343 | 1.6663 | 4.5392 | 1.324
9 | 43500 | -0.28614 | 40.5418 | 0.62146 | -60.9427 | -16.455 | 2.8271 | 11.1942 | 7.0325 | 0.1906 | 0.31819 | 4.8331 | 0.40214 | 0.86775 | 0.109 | 1.1379 | 1.6578 | 4.5286 | 1.4216
9 | 44000 | -0.22487 | 40.5101 | 0.61871 | -60.9558 | -16.495 | 2.8391 | 11.1863 | 7.0145 | 0.16275 | 0.37514 | 4.8829 | 0.32135 | 0.95419 | 0.06928 | 1.0763 | 1.6546 | 4.5561 | 1.4544
9 | 44500 | -0.26747 | 40.4993 | 0.59684 | -60.9099 | -16.4531 | 2.881 | 11.2395 | 7.0118 | 0.060633 | 0.33891 | 4.8739 | 0.35552 | 0.91822 | 0.10415 | 1.1452 | 1.6466 | 4.5413 | 1.4175
9 | 45000 | -0.25977 | 40.4585 | 0.67738 | -60.9483 | -16.4313 | 2.8566 | 11.1992 | 7.1019 | 0.0078409 | 0.32158 | 4.8783 | 0.36936 | 0.88748 | 0.058995 | 1.167 | 1.6767 | 4.5636 | 1.415
9 | 45500 | -0.26729 | 40.4053 | 0.66948 | -60.9425 | -16.4317 | 2.772 | 11.1446 | 7.0816 | 0.040963 | 0.32961 | 4.9136 | 0.35501 | 0.89745 | 0.11111 | 1.1738 | 1.7234 | 4.5325 | 1.4912
9 | 46000 | -0.20212 | 40.4321 | 0.66611 | -61.0337 | -16.5272 | 2.7973 | 11.1679 | 7.031 | 0.082247 | 0.33468 | 4.8915 | 0.41873 | 0.91289 | 0.18802 | 1.1885 | 1.6565 | 4.482 | 1.5134
9 | 46500 | -0.15427 | 40.3604 | 0.63685 | -61.1184 | -16.4116 | 2.7482 | 11.1836 | 7.046 | 0.040891 | 0.34417 | 4.8757 | 0.45258 | 0.95039 | 0.090916 | 1.1778 | 1.5754 | 4.5836 | 1.6178
9 | 47000 | -0.10906 | 40.3442 | 0.67944 | -61.1694 | -16.2959 | 2.7139 | 11.1945 | 7.0073 | 0.056813 | 0.30582 | 4.8767 | 0.42954 | 0.98443 | 0.083327 | 1.1498 | 1.5362 | 4.6315 | 1.5809
9 | 47500 | -0.096253 | 40.2568 | 0.73166 | -61.12 | -16.3185 | 2.7334 | 11.151 | 7.0256 | -0.013475 | 0.22718 | 4.9004 | 0.48765 | 0.96366 | 0.11149 | 1.1391 | 1.66 | 4.5864 | 1.5739
9 | 48000 | -0.080056 | 40.2991 | 0.78125 | -61.0855 | -16.4065 | 2.8083 | 11.1692 | 6.9253 | 0.026561 | 0.27552 | 4.9019 | 0.43739 | 0.98244 | 0.078826 | 1.0988 | 1.6926 | 4.5648 | 1.5301
9 | 48500 | -0.023016 | 40.3655 | 0.77343 | -61.0704 | -16.4535 | 2.8599 | 11.1383 | 6.8751 | -0.011016 | 0.32557 | 4.9293 | 0.37609 | 0.98916 | 0.086079 | 1.0289 | 1.7106 | 4.5749 | 1.525
9 | 49000 | -0.0026904 | 40.4542 | 0.74293 | -61.1758 | -16.5156 | 2.7981 | 11.1752 | 6.8909 | 0.0011113 | 0.35355 | 4.9279 | 0.40828 | 0.98404 | 0.15103 | 0.96827 | 1.7491 | 4.5455 | 1.544
9 | 49500 | -0.074689 | 40.6055 | 0.76581 | -61.2597 | -16.518 | 2.8812 | 11.1865 | 6.8718 | 0.028817 | 0.37884 | 4.9527 | 0.40852 | 0.92425 | 0.072348 | 0.98809 | 1.6905 | 4.5269 | 1.5707
9 | 50000 | -0.10491 | 40.6878 | 0.69987 | -61.1965 | -16.5114 | 2.8978 | 11.1891 | 6.8391 | 0.0023395 | 0.35079 | 4.9753 | 0.4062 | 0.82143 | 0.037681 | 1.0107 | 1.6908 | 4.5801 | 1.6237
9 | 50500 | -0.097186 | 40.6255 | 0.70038 | -61.1093 | -16.5087 | 2.8336 | 11.1876 | 6.9187 | 0.033413 | 0.33687 | 4.9736 | 0.49944 | 0.75365 | 0.090325 | 1.011 | 1.589 | 4.5835 | 1.5785
9 | 51000 | -0.044703 | 40.6047 | 0.67375 | -61.1714 | -16.5218 | 2.7659 | 11.198 | 6.9662 | 0.006667 | 0.40042 | 5.003 | 0.56085 | 0.73051 | 0.11172 | 0.95607 | 1.6559 | 4.7059 | 1.3983
9 | 51500 | -0.079201 | 40.6674 | 0.64674 | -61.1906 | -16.5123 | 2.7911 | 11.2215 | 6.9661 | 0.0056883 | 0.41515 | 5.0481 | 0.53814 | 0.67427 | 0.10307 | 0.97885 | 1.7334 | 4.6215 | 1.3712
9 | 52000 | -0.071246 | 40.6639 | 0.62481 | -61.2933 | -16.4378 | 2.8244 | 11.2197 | 6.9327 | 0.047877 | 0.39318 | 5.0203 | 0.49014 | 0.69718 | 0.07742 | 0.99502 | 1.7697 | 4.6325 | 1.4135
9 | 52500 | -0.12754 | 40.6639 | 0.66171 | -61.3748 | -16.3808 | 2.8216 | 11.2165 | 6.9692 | -0.0049485 | 0.45966 | 5.0172 | 0.4737 | 0.71116 | 0.026406 | 1.0226 | 1.8214 | 4.5714 | 1.4515
9 | 53000 | -0.096802 | 40.6272 | 0.63559 | -61.3594 | -16.5028 | 2.8135 | 11.2173 | 6.9022 | 0.028618 | 0.53306 | 5.0776 | 0.43045 | 0.77456 | 0.097559 | 1.0188 | 1.759 | 4.6956 | 1.348
9 | 53500 | -0.11177 | 40.6306 | 0.6303 | -61.3834 | -16.4855 | 2.8319 | 11.1966 | 6.9068 | 0.053028 | 0.61111 | 5.0626 | 0.43131 | 0.79831 | 0.16022 | 1.048 | 1.6865 | 4.6753 | 1.2581
9 | 54000 | -0.095538 | 40.5971 | 0.59522 | -61.4154 | -16.4655 | 2.8182 | 11.1597 | 6.8869 | 0.075893 | 0.57178 | 5.0496 | 0.5393 | 0.76774 | 0.14839 | 1.047 | 1.7479 | 4.6631 | 1.3086
9 | 54500 | -0.12099 | 40.564 | 0.51883 | -61.3584 | -16.3823 | 2.8046 | 11.2256 | 6.8979 | 0.083053 | 0.55235 | 5.0209 | 0.56456 | 0.71726 | 0.098556 | 1.0495 | 1.7526 | 4.6335 | 1.3786
9 | 55000 | -0.13381 | 40.5544 | 0.49365 | -61.4262 | -16.3875 | 2.7534 | 11.2845 | 6.8856 | 0.018487 | 0.57763 | 5.0551 | 0.64927 | 0.72538 | 0.089993 | 1.0834 | 1.7424 | 4.6339 | 1.4005
9 | 55500 | -0.081752 | 40.5751 | 0.4415 | -61.299 | -16.3916 | 2.7429 | 11.3305 | 6.8798 | 0.0077249 | 0.52468 | 5.0392 | 0.58846 | 0.68243 | 0.081536 | 1.0993 | 1.7553 | 4.6788 | 1.3452
9 | 56000 | -0.17305 | 40.6098 | 0.3398 | -61.1919 | -16.3631 | 2.7503 | 11.3212 | 6.863 | 0.013677 | 0.50098 | 5.0912 | 0.5834 | 0.69877 | 0.1137 | 1.0787 | 1.7401 | 4.6968 | 1.3265
9 | 56500 | -0.097341 | 40.6282 | 0.33877 | -61.1594 | -16.345 | 2.7658 | 11.3164 | 6.8462 | -0.0085546 | 0.50467 | 5.0889 | 0.52486 | 0.72073 | 0.032975 | 1.0631 | 1.7182 | 4.6474 | 1.4139
9 | 57000 | -0.0702 | 40.6877 | 0.3315 | -61.207 | -16.3241 | 2.6749 | 11.3232 | 6.8652 | 0.013957 | 0.61268 | 5.1091 | 0.54504 | 0.66744 | 0.036578 | 1.0044 | 1.6419 | 4.5907 | 1.4967
9 | 57500 | -0.071269 | 40.7376 | 0.39206 | -61.2733 | -16.2624 | 2.6361 | 11.3801 | 6.7725 | 0.053266 | 0.62501 | 5.1193 | 0.56093 | 0.64752 | 0.029998 | 0.95232 | 1.6078 | 4.5509 | 1.5415
9 | 58000 | -0.032123 | 40.7371 | 0.37613 | -61.2665 | -16.2046 | 2.6079 | 11.3659 | 6.7785 | 0.062874 | 0.59811 | 5.1038 | 0.5932 | 0.63609 | 0.024785 | 0.94654 | 1.6631 | 4.5343 | 1.475
9 | 58500 | -0.021482 | 40.7768 | 0.32032 | -61.1973 | -16.1027 | 2.6221 | 11.4289 | 6.7939 | 0.10914 | 0.59821 | 5.0751 | 0.52596 | 0.57672 | 0.038794 | 0.90563 | 1.6954 | 4.5119 | 1.3426
9 | 59000 | 0.044747 | 40.7993 | 0.33717 | -61.2526 | -16.0743 | 2.6396 | 11.4279 | 6.788 | 0.14446 | 0.59699 | 5.1103 | 0.56178 | 0.58797 | -0.0058757 | 0.93615 | 1.6526 | 4.4146 | 1.2913
9 | 59500 | 0.071406 | 40.862 | 0.35855 | -61.2474 | -16.1244 | 2.6475 | 11.4642 | 6.7553 | 0.13463 | 0.59528 | 5.1155 | 0.59815 | 0.56963 | 0.0026025 | 0.94309 | 1.6435 | 4.428 | 1.1824
9 | 60000 | 0.13521 | 40.8412 | 0.41058 | -61.2187 | -16.1324 | 2.6891 | 11.4135 | 6.7518 | 0.099978 | 0.57912 | 5.1396 | 0.5846 | 0.50056 | 0.022311 | 0.9493 | 1.6346 | 4.4678 | 1.1319
9 | 60500 | 0.16556 | 40.8468 | 0.36915 | -61.091 | -16.1156 | 2.6235 | 11.4332 | 6.7407 | 0.16485 | 0.57773 | 5.1264 | 0.58223 | 0.50415 | -0.067011 | 0.97461 | 1.6798 | 4.3915 | 1.0934
9 | 61000 | 0.16093 | 40.8864 | 0.34048 | -61.1523 | -16.198 | 2.6112 | 11.4004 | 6.741 | 0.17951 | 0.66636 | 5.15 | 0.62312 | 0.48549 | 0.008607 | 0.94636 | 1.6882 | 4.389 | 1.0733
9 | 61500 | 0.19224 | 40.7953 | 0.35218 | -61.09 | -16.1884 | 2.5597 | 11.4479 | 6.6559 | 0.20298 | 0.67627 | 5.104 | 0.64042 | 0.48347 | -0.048948 | 0.90445 | 1.6993 | 4.4168 | 1.1965
9 | 62000 | 0.21567 | 40.7593 | 0.37884 | -61.0241 | -16.1535 | 2.5644 | 11.442 | 6.6745 | 0.12523 | 0.68646 | 5.1237 | 0.6197 | 0.51995 | -0.1151 | 0.8736 | 1.6993 | 4.3885 | 1.2216
9 | 62500 | 0.19467 | 40.8034 | 0.3605 | -60.985 | -16.1301 | 2.5676 | 11.433 | 6.7235 | 0.14954 | 0.63485 | 5.1201 | 0.58284 | 0.51627 | -0.094899 | 0.88064 | 1.6728 | 4.3127 | 1.2575
9 | 63000 | 0.21735 | 40.7981 | 0.38304 | -61.0023 | -16.1144 | 2.5894 | 11.4304 | 6.7228 | 0.12975 | 0.6466 | 5.0854 | 0.59056 | 0.49833 | -0.10089 | 0.8737 | 1.6622 | 4.2868 | 1.303
9 | 63500 | 0.18372 | 40.8154 | 0.31483 | -61.0312 | -16.1413 | 2.618 | 11.449 | 6.7795 | 0.11761 | 0.61893 | 5.0426 | 0.57202 | 0.53738 | -0.15531 | 0.8888 | 1.6218 | 4.3366 | 1.4318
9 | 64000 | 0.12837 | 40.7163 | 0.27689 | -60.8995 | -16.0943 | 2.6086 | 11.3915 | 6.7683 | 0.11723 | 0.62938 | 5.0029 | 0.60877 | 0.55913 | -0.21431 | 0.93117 | 1.6291 | 4.4064 | 1.4341
9 | 64500 | 0.15422 | 40.7337 | 0.30201 | -60.9315 | -16.1672 | 2.593 | 11.411 | 6.7755 | 0.091274 | 0.6283 | 5.0059 | 0.66756 | 0.55822 | -0.25057 | 0.94824 | 1.6185 | 4.4714 | 1.3905
9 | 65000 | 0.14402 | 40.7595 | 0.30816 | -60.9589 | -16.1771 | 2.5894 | 11.4045 | 6.722 | 0.010128 | 0.64915 | 5.0168 | 0.68677 | 0.52036 | -0.23287 | 0.93466 | 1.6542 | 4.5091 | 1.4601
9 | 65500 | 0.065648 | 40.7822 | 0.26762 | -60.9728 | -16.2051 | 2.5646 | 11.4122 | 6.7293 | 0.054993 | 0.66263 | 5.0182 | 0.69514 | 0.48578 | -0.18566 | 0.96842 | 1.6905 | 4.5587 | 1.4077
9 | 66000 | 0.084296 | 40.7717 | 0.27296 | -61.04 | -16.1266 | 2.5576 | 11.381 | 6.8045 | 0.062026 | 0.66053 | 5 | 0.69651 | 0.46282 | -0.14125 | 0.96327 | 1.7145 | 4.4958 | 1.3804
9 | 66500 | 0.097985 | 40.789 | 0.26199 | -61.0648 | -16.1265 | 2.5438 | 11.3824 | 6.7777 | 0.088971 | 0.76281 | 4.9977 | 0.7077 | 0.44619 | -0.19124 | 0.93594 | 1.751 | 4.4688 | 1.3705
9 | 67000 | 0.13822 | 40.7674 | 0.26219 | -61.0252 | -16.1056 | 2.5099 | 11.3337 | 6.7707 | 0.12488 | 0.76186 | 4.9878 | 0.69924 | 0.38915 | -0.18473 | 0.94134 | 1.724 | 4.5861 | 1.319
9 | 67500 | 0.12703 | 40.7708 | 0.26005 | -60.9821 | -16.1165 | 2.5186 | 11.3414 | 6.7983 | 0.073542 | 0.77606 | 5.0048 | 0.73 | 0.38072 | -0.17523 | 0.99994 | 1.7124 | 4.5387 | 1.2415
9 | 68000 | 0.11495 | 40.7775 | 0.30236 | -61.0085 | -16.1406 | 2.5261 | 11.3914 | 6.7892 | 0.089411 | 0.78386 | 5.0682 | 0.71714 | 0.4281 | -0.20247 | 0.99897 | 1.6996 | 4.4928 | 1.1719
9 | 68500 | 0.12322 | 40.7852 | 0.30477 | -61.0119 | -16.192 | 2.5419 | 11.417 | 6.734 | 0.10034 | 0.77941 | 5.0666 | 0.7427 | 0.41162 | -0.21397 | 1.0032 | 1.6957 | 4.542 | 1.1702
9 | 69000 | 0.10403 | 40.8551 | 0.34604 | -61.0821 | -16.1823 | 2.5289 | 11.4365 | 6.7612 | 0.093956 | 0.76128 | 5.0912 | 0.75313 | 0.38087 | -0.21723 | 0.99922 | 1.6569 | 4.5753 | 1.138
9 | 69500 | 0.10318 | 40.8439 | 0.29801 | -61.1129 | -16.1446 | 2.5473 | 11.4237 | 6.7936 | 0.078155 | 0.80679 | 5.0584 | 0.72665 | 0.40646 | -0.20272 | 1.02 | 1.6383 | 4.5717 | 1.144
9 | 70000 | 0.10288 | 40.7924 | 0.28465 | -61.119 | -16.123 | 2.5791 | 11.4278 | 6.8453 | 0.13304 | 0.83143 | 5.0427 | 0.74072 | 0.40338 | -0.29534 | 1.0124 | 1.6863 | 4.5425 | 1.1127
9 | 70500 | 0.13636 | 40.8303 | 0.26218 | -61.1506 | -16.1755 | 2.5891 | 11.398 | 6.8035 | 0.14691 | 0.84323 | 5.0792 | 0.78716 | 0.36691 | -0.31169 | 1.0331 | 1.7246 | 4.5804 | 1.0569
9 | 71000 | 0.16366 | 40.8224 | 0.24479 | -61.1412 | -16.1991 | 2.6156 | 11.4388 | 6.7743 | 0.16465 | 0.85217 | 5.048 | 0.82632 | 0.38678 | -0.28659 | 1.0353 | 1.6572 | 4.5509 | 1.0461
9 | 71500 | 0.20273 | 40.886 | 0.25816 | -61.2291 | -16.2146 | 2.6454 | 11.4326 | 6.7299 | 0.12717 | 0.88642 | 5.058 | 0.81337 | 0.35681 | -0.29464 | 0.99798 | 1.6744 | 4.5502 | 1.1193
9 | 72000 | 0.2418 | 40.8683 | 0.23075 | -61.1663 | -16.2419 | 2.6148 | 11.4642 | 6.666 | 0.1971 | 0.85011 | 5.0568 | 0.79862 | 0.41064 | -0.34929 | 1.0307 | 1.6449 | 4.5451 | 1.1376
9 | 72500 | 0.21157 | 40.8933 | 0.20836 | -61.1794 | -16.2523 | 2.5961 | 11.447 | 6.672 | 0.21094 | 0.81418 | 5.088 | 0.82874 | 0.45504 | -0.31803 | 1.046 | 1.6499 | 4.5252 | 1.1035
9 | 73000 | 0.20038 | 40.8727 | 0.19159 | -61.1588 | -16.2457 | 2.5617 | 11.4323 | 6.5918 | 0.27451 | 0.82802 | 5.0151 | 0.84478 | 0.46268 | -0.29054 | 1.1048 | 1.6281 | 4.5543 | 1.1322
9 | 73500 | 0.23615 | 40.8868 | 0.18355 | -61.1589 | -16.2543 | 2.5823 | 11.4519 | 6.5702 | 0.28238 | 0.79219 | 5.0123 | 0.86813 | 0.43749 | -0.25241 | 1.1241 | 1.5957 | 4.51 | 1.1326
9 | 74000 | 0.23121 | 40.8836 | 0.19429 | -61.2424 | -16.1901 | 2.5841 | 11.4539 | 6.6075 | 0.248 | 0.79299 | 5.0393 | 0.91732 | 0.43441 | -0.23012 | 1.1946 | 1.5734 | 4.3932 | 1.1146
9 | 74500 | 0.2385 | 40.8741 | 0.23513 | -61.2056 | -16.2564 | 2.6338 | 11.499 | 6.6222 | 0.21773 | 0.81998 | 4.9901 | 0.88709 | 0.39513 | -0.26158 | 1.184 | 1.6182 | 4.3803 | 1.1284
9 | 75000 | 0.18676 | 40.8635 | 0.27592 | -61.1995 | -16.2242 | 2.6132 | 11.4953 | 6.5946 | 0.25858 | 0.81627 | 5.0111 | 0.86828 | 0.40443 | -0.27373 | 1.1672 | 1.5671 | 4.3778 | 1.1974
9 | 75500 | 0.15409 | 40.8517 | 0.28251 | -61.2139 | -16.298 | 2.6402 | 11.5258 | 6.6143 | 0.2813 | 0.83566 | 4.9895 | 0.90233 | 0.37257 | -0.28371 | 1.1536 | 1.548 | 4.4266 | 1.2173
9 | 76000 | 0.099156 | 40.8333 | 0.30459 | -61.2139 | -16.3075 | 2.6181 | 11.4572 | 6.5619 | 0.29233 | 0.86889 | 5.0302 | 0.90232 | 0.35012 | -0.26447 | 1.2001 | 1.5709 | 4.4173 | 1.2794
9 | 76500 | 0.057898 | 40.842 | 0.30398 | -61.1874 | -16.3518 | 2.6199 | 11.4612 | 6.5146 | 0.3714 | 0.86333 | 5.0488 | 0.92135 | 0.35957 | -0.23908 | 1.1637 | 1.5796 | 4.4302 | 1.2408
9 | 77000 | 0.056114 | 40.8406 | 0.35486 | -61.1849 | -16.3644 | 2.5964 | 11.4708 | 6.521 | 0.39178 | 0.83932 | 5.0826 | 0.8652 | 0.34865 | -0.20293 | 1.1987 | 1.5626 | 4.4527 | 1.1709
9 | 77500 | 0.0013063 | 40.8536 | 0.37766 | -61.1914 | -16.3985 | 2.5721 | 11.4597 | 6.5144 | 0.36732 | 0.87446 | 5.0743 | 0.85967 | 0.33988 | -0.22123 | 1.1969 | 1.6359 | 4.4589 | 1.2251
9 | 78000 | 0.033964 | 40.851 | 0.3798 | -61.1528 | -16.3489 | 2.5351 | 11.4123 | 6.4751 | 0.40545 | 0.88186 | 5.0531 | 0.87743 | 0.38915 | -0.23074 | 1.2047 | 1.5981 | 4.4117 | 1.2235
9 | 78500 | 0.036849 | 40.8712 | 0.39033 | -61.1111 | -16.3927 | 2.4739 | 11.4239 | 6.4428 | 0.42793 | 0.89114 | 5.0121 | 0.83219 | 0.37373 | -0.19815 | 1.2308 | 1.6036 | 4.4554 | 1.2361
9 | 79000 | 0.033636 | 40.848 | 0.39863 | -61.0761 | -16.3917 | 2.4636 | 11.4086 | 6.4522 | 0.3927 | 0.89496 | 5.0211 | 0.87404 | 0.31419 | -0.17742 | 1.2234 | 1.5714 | 4.4708 | 1.278
9 | 79500 | 0.032043 | 40.8576 | 0.38737 | -61.1209 | -16.4301 | 2.4866 | 11.4067 | 6.4838 | 0.3928 | 0.89369 | 5.0297 | 0.87131 | 0.29996 | -0.20069 | 1.2779 | 1.5969 | 4.5065 | 1.2289
9 | 80000 | 0.030538 | 40.8118 | 0.3858 | -61.086 | -16.3706 | 2.5096 | 11.4022 | 6.4733 | 0.3593 | 0.93847 | 5.0062 | 0.92408 | 0.3153 | -0.25308 | 1.2793 | 1.5282 | 4.4969 | 1.2487
9 | 80500 | 0.036072 | 40.8908 | 0.3547 | -61.1826 | -16.3483 | 2.4779 | 11.4039 | 6.4729 | 0.38109 | 0.93305 | 5.0402 | 0.94144 | 0.28112 | -0.24594 | 1.3025 | 1.512 | 4.5705 | 1.1787
9 | 81000 | 0.038261 | 40.8565 | 0.35582 | -61.2011 | -16.3395 | 2.4715 | 11.4048 | 6.4621 | 0.32948 | 0.98724 | 5.0384 | 0.91623 | 0.26379 | -0.21842 | 1.3472 | 1.5231 | 4.5775 | 1.1871
9 | 81500 | 0.048142 | 40.8656 | 0.32219 | -61.1674 | -16.3527 | 2.4943 | 11.4358 | 6.4735 | 0.31647 | 1.002 | 4.9888 | 0.90736 | 0.25645 | -0.21239 | 1.4076 | 1.4936 | 4.5283 | 1.1924
9 | 82000 | 0.058973 | 40.8837 | 0.32428 | -61.0758 | -16.3931 | 2.4929 | 11.3858 | 6.5023 | 0.35238 | 1.0173 | 5.029 | 0.87053 | 0.24578 | -0.20669 | 1.3796 | 1.4852 | 4.5187 | 1.1293
9 | 82500 | 0.058845 | 40.9145 | 0.3404 | -61.0847 | -16.4763 | 2.4925 | 11.3916 | 6.4841 | 0.36906 | 0.98162 | 5.0417 | 0.86389 | 0.26178 | -0.16782 | 1.4102 | 1.4474 | 4.4974 | 1.1738
9 | 83000 | 0.082451 | 40.9431 | 0.28516 | -61.0978 | -16.5031 | 2.4968 | 11.4561 | 6.4888 | 0.36842 | 0.94744 | 5.0156 | 0.85752 | 0.26061 | -0.11644 | 1.413 | 1.4709 | 4.4589 | 1.1723
9 | 83500 | 0.062645 | 40.9296 | 0.2511 | -61.1095 | -16.5146 | 2.4629 | 11.4067 | 6.4913 | 0.38234 | 0.9319 | 5.0286 | 0.87832 | 0.28748 | -0.13053 | 1.4353 | 1.5107 | 4.5185 | 1.1773
9 | 84000 | 0.043359 | 40.9539 | 0.24078 | -61.172 | -16.538 | 2.4824 | 11.4491 | 6.5059 | 0.37212 | 0.95934 | 4.9964 | 0.88218 | 0.28906 | -0.13114 | 1.4743 | 1.4946 | 4.5195 | 1.178
9 | 84500 | 0.016225 | 40.9547 | 0.25148 | -61.1543 | -16.5093 | 2.5115 | 11.456 | 6.5355 | 0.36734 | 0.95694 | 4.9745 | 0.89049 | 0.29644 | -0.1307 | 1.4935 | 1.4986 | 4.4405 | 1.1507
9 | 85000 | -0.0093766 | 40.9103 | 0.24018 | -61.1075 | -16.4767 | 2.5115 | 11.4156 | 6.5292 | 0.39447 | 0.98357 | 4.9631 | 0.89533 | 0.24551 | -0.10417 | 1.5045 | 1.5361 | 4.4031 | 1.1653
9 | 85500 | -0.0020187 | 40.875 | 0.29552 | -61.0778 | -16.5347 | 2.4764 | 11.4541 | 6.5814 | 0.4312 | 0.9574 | 4.9488 | 0.91328 | 0.24452 | -0.141 | 1.4815 | 1.5227 | 4.4286 | 1.145
9 | 86000 | -0.070351 | 40.8976 | 0.26897 | -61.1258 | -16.5514 | 2.4987 | 11.4708 | 6.625 | 0.41914 | 0.9508 | 4.9321 | 0.92461 | 0.25381 | -0.10668 | 1.4861 | 1.5424 | 4.3901 | 1.1942
9 | 86500 | -0.086431 | 40.8723 | 0.24077 | -61.1595 | -16.5142 | 2.5339 | 11.4673 | 6.6263 | 0.44731 | 0.91989 | 4.9278 | 0.91152 | 0.27119 | -0.1416 | 1.4883 | 1.5628 | 4.4145 | 1.2179
9 | 87000 | -0.10054 | 40.8681 | 0.19304 | -61.1152 | -16.5125 | 2.534 | 11.4755 | 6.6094 | 0.46571 | 0.98369 | 4.9119 | 0.87406 | 0.24416 | -0.13901 | 1.4881 | 1.5701 | 4.428 | 1.2214
9 | 87500 | -0.076163 | 40.8261 | 0.18775 | -61.0712 | -16.5622 | 2.5498 | 11.4668 | 6.61 | 0.4658 | 0.98075 | 4.9511 | 0.86236 | 0.2228 | -0.13864 | 1.4807 | 1.584 | 4.4271 | 1.2331
9 | 88000 | -0.017204 | 40.8042 | 0.18517 | -61.0953 | -16.5435 | 2.5609 | 11.4688 | 6.6648 | 0.45264 | 0.98167 | 4.9115 | 0.84088 | 0.26384 | -0.15413 | 1.5302 | 1.5894 | 4.3759 | 1.1802
9 | 88500 | -0.050103 | 40.8412 | 0.2079 | -61.0662 | -16.5774 | 2.5529 | 11.4672 | 6.6457 | 0.50685 | 0.93955 | 4.9023 | 0.82473 | 0.24482 | -0.18297 | 1.5546 | 1.5905 | 4.3825 | 1.2159
9 | 89000 | -0.04288 | 40.8849 | 0.18177 | -61.0784 | -16.6221 | 2.5647 | 11.4925 | 6.6133 | 0.49743 | 0.98312 | 4.9106 | 0.8719 | 0.25645 | -0.16537 | 1.524 | 1.5482 | 4.3782 | 1.2018
9 | 89500 | -0.00597 | 40.8984 | 0.19313 | -61.1031 | -16.6659 | 2.5856 | 11.4808 | 6.6421 | 0.48851 | 0.97397 | 4.9236 | 0.88324 | 0.27348 | -0.16674 | 1.5398 | 1.5188 | 4.3354 | 1.2048
9 | 90000 | -0.00070042 | 40.9415 | 0.21086 | -61.1617 | -16.6886 | 2.5686 | 11.5084 | 6.692 | 0.50513 | 0.94263 | 4.9565 | 0.85455 | 0.29787 | -0.16441 | 1.5273 | 1.5101 | 4.3834 | 1.1165
9 | 90500 | 0.012355 | 40.9429 | 0.27492 | -61.1437 | -16.6866 | 2.5408 | 11.4843 | 6.6813 | 0.4659 | 0.94012 | 4.9485 | 0.87168 | 0.31022 | -0.1735 | 1.5303 | 1.5211 | 4.3865 | 1.0929
9 | 91000 | 0.031421 | 40.9551 | 0.24791 | -61.1165 | -16.7376 | 2.5589 | 11.4364 | 6.6848 | 0.47557 | 0.96248 | 4.9451 | 0.8795 | 0.31196 | -0.14447 | 1.5351 | 1.5596 | 4.3679 | 1.0469
9 | 91500 | 0.036807 | 40.8775 | 0.27959 | -61.0876 | -16.7509 | 2.5561 | 11.427 | 6.692 | 0.46782 | 0.94173 | 4.9579 | 0.89163 | 0.31551 | -0.1209 | 1.5358 | 1.5624 | 4.3507 | 1.0669
9 | 92000 | 0.019971 | 40.8719 | 0.28222 | -61.0407 | -16.7538 | 2.5865 | 11.4618 | 6.6771 | 0.50696 | 0.92949 | 4.9627 | 0.91741 | 0.29441 | -0.15111 | 1.543 | 1.5258 | 4.3891 | 0.97727
9 | 92500 | 0.018549 | 40.8921 | 0.25896 | -61.0343 | -16.7475 | 2.5532 | 11.4782 | 6.6983 | 0.51299 | 0.89478 | 4.9614 | 0.88152 | 0.29691 | -0.15714 | 1.5861 | 1.5357 | 4.3895 | 0.98077
9 | 93000 | 0.00080855 | 40.922 | 0.24858 | -61.066 | -16.7958 | 2.5726 | 11.4483 | 6.6956 | 0.51361 | 0.90056 | 4.9802 | 0.87066 | 0.28418 | -0.11422 | 1.611 | 1.5677 | 4.3905 | 0.9698
9 | 93500 | 0.020165 | 40.9258 | 0.25048 | -61.0496 | -16.7552 | 2.5759 | 11.413 | 6.6428 | 0.51841 | 0.88596 | 4.9749 | 0.87464 | 0.2761 | -0.099135 | 1.6266 | 1.569 | 4.3977 | 0.9524
9 | 94000 | 0.02404 | 40.9431 | 0.23814 | -61.0373 | -16.7654 | 2.5816 | 11.3657 | 6.667 | 0.48092 | 0.90601 | 4.9854 | 0.85419 | 0.27257 | -0.11169 | 1.6369 | 1.5959 | 4.4513 | 0.91154
9 | 94500 | 0.02894 | 40.9534 | 0.21128 | -61.0565 | -16.7423 | 2.5622 | 11.354 | 6.6475 | 0.49825 | 0.87242 | 4.9886 | 0.8674 | 0.29056 | -0.085949 | 1.6389 | 1.6156 | 4.4266 | 0.92906
9 | 95000 | 0.038253 | 40.889 | 0.22201 | -61.0052 | -16.7664 | 2.5786 | 11.3167 | 6.68 | 0.48195 | 0.87474 | 5.0065 | 0.85069 | 0.25044 | -0.097584 | 1.6421 | 1.5982 | 4.4782 | 0.96183
9 | 95500 | 0.073887 | 40.8657 | 0.19758 | -61.0294 | -16.7513 | 2.5616 | 11.3237 | 6.6711 | 0.50084 | 0.91253 | 4.9875 | 0.83799 | 0.25954 | -0.083712 | 1.6195 | 1.6266 | 4.4738 | 0.95251
9 | 96000 | 0.090221 | 40.9446 | 0.18566 | -61.1434 | -16.7577 | 2.5935 | 11.3688 | 6.6496 | 0.47889 | 0.9057 | 4.9756 | 0.88644 | 0.26265 | -0.14139 | 1.5965 | 1.6621 | 4.4923 | 0.95014
9 | 96500 | 0.022192 | 40.926 | 0.19728 | -61.1089 | -16.7606 | 2.6248 | 11.4127 | 6.6373 | 0.50116 | 0.88912 | 4.9582 | 0.87947 | 0.26854 | -0.14992 | 1.5768 | 1.6546 | 4.5134 | 0.95785
9 | 97000 | 0.038349 | 40.8794 | 0.19742 | -61.0765 | -16.7719 | 2.6141 | 11.3704 | 6.6616 | 0.50785 | 0.87964 | 4.9904 | 0.8633 | 0.2333 | -0.14755 | 1.5801 | 1.6889 | 4.5047 | 0.98632
9 | 97500 | 0.067155 | 40.8921 | 0.19306 | -61.066 | -16.7691 | 2.5887 | 11.3959 | 6.6169 | 0.53795 | 0.87157 | 4.9808 | 0.84516 | 0.22696 | -0.16115 | 1.5618 | 1.6973 | 4.5143 | 1.0065
9 | 98000 | 0.040992 | 40.8765 | 0.19786 | -61.1016 | -16.7781 | 2.5888 | 11.3708 | 6.5927 | 0.56001 | 0.87004 | 4.9912 | 0.85078 | 0.21669 | -0.15189 | 1.5961 | 1.7086 | 4.5068 | 1.0637
9 | 98500 | 0.056431 | 40.8382 | 0.17343 | -61.0041 | -16.7753 | 2.5961 | 11.339 | 6.572 | 0.56708 | 0.83745 | 5.0017 | 0.85081 | 0.22788 | -0.12452 | 1.5877 | 1.7168 | 4.5309 | 1.0085
9 | 99000 | 0.10607 | 40.8517 | 0.16612 | -61.0191 | -16.7925 | 2.5986 | 11.3455 | 6.5759 | 0.5564 | 0.84531 | 4.9865 | 0.87763 | 0.23467 | -0.13169 | 1.5716 | 1.6855 | 4.543 | 0.9989
9 | 99500 | 0.11721 | 40.8685 | 0.1591 | -61.0266 | -16.7672 | 2.6044 | 11.3393 | 6.5932 | 0.5191 | 0.85202 | 4.9568 | 0.9001 | 0.24009 | -0.14881 | 1.5498 | 1.6689 | 4.549 | 1.0253
9 | 100000 | 0.12059 | 40.8661 | 0.1454 | -61.0021 | -16.7287 | 2.6058 | 11.3191 | 6.5864 | 0.50608 | 0.86198 | 4.9541 | 0.91064 | 0.23642 | -0.13528 | 1.5488 | 1.6379 | 4.4929 | 1.0739
10 | 100 | -2.4787 | 32.5541 | 11.7916 | -91.8692 | 0.84564 | 12.5748 | 23.1392 | -2.0885 | 9.6276 | -1.9027 | -7.8273 | 4.0956 | 6.4194 | -3.2963 | -1.5944 | 6.1849 | 0.12938 | 3.6949
10 | 500 | -0.39892 | 34.9656 | 0.5883 | -64.6519 | -9.5203 | 0.11301 | 18.7186 | 5.0346 | 0.068869 | -1.5698 | 2.6989 | -2.848 | -3.1124 | 0.14496 | 2.2999 | 7.0796 | 0.26823 | 10.1207
10 | 1000 | 3.4923 | 32.0062 | -3.8447 | -58.7231 | -10.9236 | 2.0639 | 16.1268 | 6.506 | 1.1474 | -0.029639 | -0.12868 | 1.382 | -1.2106 | 0.17121 | 3.0349 | 5.635 | -2.5777 | 5.8722
10 | 1500 | 4.686 | 35.2084 | -2.54 | -61.7694 | -10.059 | 2.5398 | 15.3871 | 7.1105 | 0.4884 | -1.6731 | 0.64955 | 3.6903 | 0.75037 | 1.6556 | 3.9631 | 1.9286 | -4.8058 | 2.7896
10 | 2000 | 2.2724 | 35.9858 | -1.5762 | -61.9165 | -9.7583 | 1.5663 | 14.9832 | 7.3858 | 1.0476 | -0.23512 | 2.6212 | 2.663 | 0.33008 | 2.5563 | 3.0162 | 1.2903 | -4.3343 | 2.1021
10 | 2500 | 1.3873 | 36.7916 | -2.0044 | -61.6063 | -8.1946 | 1.7043 | 15.0225 | 6.5246 | 0.1657 | 1.4341 | 1.0158 | 2.3356 | 0.13806 | 2.702 | 2.7902 | 2.0042 | -3.1672 | 0.95655
10 | 3000 | 1.0247 | 36.4244 | -1.4281 | -60.761 | -7.8955 | 1.1098 | 14.5484 | 5.7146 | 0.88015 | 1.8864 | 2.0658 | 2.5783 | 0.19938 | 2.507 | 1.806 | 2.2881 | -3.3174 | 0.36898
10 | 3500 | 1.0774 | 35.5167 | -1.3537 | -59.9601 | -6.8823 | 1.4935 | 12.79 | 5.8839 | 0.57723 | 2.1115 | 2.0757 | 2.6221 | 0.54572 | 2.2212 | 1.2298 | 1.9904 | -2.3327 | 0.39362
10 | 4000 | 0.46547 | 35.6344 | -1.5187 | -61.4067 | -6.77 | 1.7408 | 13.4842 | 7.1041 | 0.87313 | 1.5213 | 1.4292 | 2.8909 | 0.91033 | 2.4888 | 1.7116 | 1.0928 | -1.3752 | -0.27648
10 | 4500 | 0.4975 | 35.5562 | -0.98049 | -60.3684 | -6.6926 | 1.7858 | 13.445 | 7.4774 | 1.0296 | 1.7313 | 1.5691 | 2.1865 | 1.0247 | 1.4112 | 1.2839 | 1.1828 | -2.4329 | 0.29331
10 | 5000 | 0.24871 | 35.7322 | -0.78465 | -60.3773 | -6.3246 | 2.1693 | 14.002 | 6.5697 | 0.36485 | 0.89671 | 2.5057 | 1.6761 | 0.75898 | 1.2587 | 0.79409 | 1.819 | -2.2635 | 0.95391
10 | 5500 | 0.27595 | 35.3804 | -0.14323 | -60.8872 | -6.7705 | 2.3169 | 14.4353 | 6.6651 | 0.27426 | 0.83637 | 3.3147 | 1.0577 | 0.77045 | 0.92685 | 0.91025 | 2.0787 | -2.3634 | 0.92142
10 | 6000 | -0.032548 | 35.339 | 0.027536 | -60.3173 | -6.2166 | 2.2182 | 14.2 | 6.3915 | 0.10795 | 0.8963 | 3.4173 | 0.83418 | 0.83084 | 0.44511 | 0.62459 | 2.1949 | -2.1575 | 1.1966
10 | 6500 | -0.14263 | 35.2693 | 0.67365 | -59.4654 | -6.9251 | 2.0819 | 14.1262 | 6.0551 | -0.17553 | 0.50008 | 3.1396 | 0.3437 | 0.75817 | 0.30022 | 0.7735 | 2.4803 | -1.4061 | 1.6131
10 | 7000 | -0.14479 | 35.4338 | 0.092001 | -59.574 | -6.6178 | 2.1177 | 14.51 | 5.5532 | 0.072251 | 1.1359 | 3.3381 | 0.22614 | 1.2877 | 0.16034 | 0.98352 | 2.2468 | -1.9069 | 1.086
10 | 7500 | 0.074565 | 35.6489 | 0.40102 | -59.2143 | -6.4667 | 1.7488 | 14.2935 | 5.3568 | 0.14129 | 0.8997 | 3.5193 | 0.32202 | 1.4616 | 0.15804 | 0.73928 | 2.3794 | -2.2373 | 0.77401
10 | 8000 | -0.13796 | 35.1132 | 0.74886 | -58.5492 | -6.5605 | 1.7659 | 14.2519 | 5.1441 | 0.21226 | 0.78239 | 3.8362 | 0.45984 | 1.0332 | -0.25278 | 0.6125 | 2.7233 | -2.0598 | 0.8764
10 | 8500 | -0.09594 | 35.0346 | 0.27983 | -58.1093 | -6.685 | 1.7564 | 13.9222 | 5.0905 | -0.099409 | 0.67358 | 3.447 | 0.73716 | 1.0948 | -0.1128 | 1.1663 | 2.6734 | -1.7537 | 0.98028
10 | 9000 | -0.10091 | 34.8709 | 0.037606 | -57.4217 | -6.4343 | 2.1151 | 13.8507 | 5.3254 | -0.23109 | 0.7405 | 3.4184 | 0.65443 | 1.1143 | -0.12458 | 1.245 | 2.4535 | -1.9804 | 0.4672
10 | 9500 | -0.17412 | 34.4861 | 0.27636 | -56.8784 | -6.0377 | 1.9781 | 13.505 | 5.1008 | 0.053676 | 0.8714 | 3.131 | 0.48503 | 0.78558 | 0.032968 | 1.3476 | 2.63 | -2.1495 | 0.55606
10 | 10000 | -0.53179 | 34.3716 | 0.18905 | -56.9289 | -5.8975 | 1.937 | 13.285 | 5.0519 | 0.13507 | 1.1117 | 3.6046 | 0.25611 | 0.89321 | -0.055615 | 1.5388 | 2.7046 | -1.8966 | 0.23171
10 | 10500 | -0.23846 | 34.6879 | 0.34865 | -57.3626 | -5.8724 | 1.8972 | 13.1987 | 4.9109 | 0.11982 | 0.98679 | 3.4998 | 0.12383 | 0.71082 | -0.11995 | 1.4795 | 2.8401 | -1.7983 | 0.58762
10 | 11000 | -0.32063 | 34.5205 | 0.42516 | -57.3916 | -5.9078 | 1.9415 | 13.0839 | 5.155 | 0.23923 | 0.95296 | 3.4498 | 0.13589 | 0.82226 | 0.047977 | 1.4685 | 2.7724 | -1.8139 | 0.41875
10 | 11500 | -0.1858 | 34.3805 | 0.17302 | -56.7579 | -5.5975 | 1.9474 | 13.154 | 5.1232 | 0.18034 | 0.71581 | 3.278 | 0.1262 | 0.76928 | 0.14251 | 1.3711 | 2.6907 | -1.9005 | 0.38955
10 | 12000 | -0.13328 | 34.2534 | -0.061119 | -57.1167 | -5.49 | 1.9274 | 13.373 | 5.0586 | 0.33161 | 0.85436 | 3.0545 | 0.037039 | 1.0177 | 0.01611 | 1.4984 | 2.7822 | -1.5547 | 0.1515
10 | 12500 | -0.25632 | 34.3763 | -0.078628 | -57.5399 | -5.9395 | 2.2474 | 13.3563 | 5.3516 | 0.43814 | 0.8896 | 3.114 | 0.14272 | 1.1074 | -0.15577 | 1.4361 | 2.8226 | -1.5133 | 0.2012
10 | 13000 | -0.59609 | 34.6398 | 0.068343 | -57.6871 | -5.9617 | 2.3134 | 13.6905 | 5.5254 | 0.34692 | 0.74946 | 3.178 | 0.27127 | 1.1074 | -0.23871 | 1.4397 | 2.7275 | -1.9333 | 0.35908
10 | 13500 | -0.6555 | 34.5533 | -0.014713 | -57.4992 | -5.9366 | 2.3614 | 13.7063 | 5.4441 | 0.31278 | 0.74599 | 3.2237 | 0.30163 | 1.2267 | 0.042387 | 1.297 | 2.7721 | -2.175 | 0.29368
10 | 14000 | -0.50982 | 34.5907 | -0.028341 | -57.5251 | -6.1409 | 2.5375 | 13.5489 | 5.4858 | 0.41269 | 0.94536 | 3.063 | 0.29167 | 1.2552 | -0.16943 | 1.4309 | 2.8253 | -1.9992 | -0.014207
10 | 14500 | -0.64046 | 34.481 | -0.049691 | -57.8588 | -6.2158 | 2.6691 | 13.5758 | 5.6958 | 0.52087 | 1.0693 | 3.3099 | 0.16185 | 1.4377 | -0.32719 | 1.5344 | 2.8098 | -2.0655 | -0.10805
10 | 15000 | -0.68175 | 34.4875 | 0.054797 | -57.6763 | -6.2741 | 2.7285 | 13.4695 | 5.7015 | 0.33399 | 1.1244 | 3.4372 | 0.096066 | 1.2965 | -0.18965 | 1.5322 | 2.6445 | -1.9953 | -0.089541
10 | 15500 | -0.98771 | 34.2913 | 0.24481 | -57.7272 | -6.3434 | 2.7561 | 13.298 | 5.7389 | 0.39619 | 1.2064 | 3.6345 | 0.17268 | 1.1434 | -0.02076 | 1.523 | 2.7092 | -2.3336 | 0.2981
10 | 16000 | -1.1824 | 34.4235 | 0.25591 | -57.8131 | -6.1925 | 2.9095 | 13.3467 | 5.8612 | 0.43388 | 0.98401 | 3.3502 | 0.31192 | 1.0549 | -0.15254 | 1.5447 | 2.8004 | -2.4351 | 0.49898
10 | 16500 | -1.0846 | 34.4228 | 0.25955 | -57.5738 | -6.0901 | 3.0248 | 13.2716 | 6.0182 | 0.38563 | 0.84376 | 3.3584 | 0.24116 | 1.101 | -0.2009 | 1.5518 | 2.7314 | -2.638 | 0.37729
10 | 17000 | -1.1763 | 34.3383 | 0.28531 | -57.2866 | -6.1525 | 3.0426 | 13.1975 | 6.1627 | 0.25022 | 0.83784 | 3.4082 | 0.24518 | 1.1013 | -0.35265 | 1.6808 | 2.808 | -2.5725 | 0.18248
10 | 17500 | -1.2748 | 34.194 | 0.36865 | -57.1314 | -6.2032 | 3.3576 | 13.3032 | 6.0516 | 0.17608 | 0.73627 | 3.3385 | 0.26534 | 1.0626 | -0.57915 | 1.5733 | 2.849 | -2.3607 | 0.27319
10 | 18000 | -1.2558 | 34.1061 | 0.15282 | -57.1152 | -6.3802 | 3.2734 | 13.4709 | 6.0782 | 0.20173 | 0.66095 | 3.3498 | 0.34932 | 1.0353 | -0.56593 | 1.474 | 2.9272 | -2.1145 | 0.35195
10 | 18500 | -1.1893 | 34.1061 | 0.099302 | -57.2077 | -6.2122 | 3.3212 | 13.4106 | 6.0946 | 0.30387 | 0.54785 | 3.4096 | 0.37076 | 0.94071 | -0.59701 | 1.4261 | 2.8438 | -1.98 | 0.31172
10 | 19000 | -1.1504 | 34.2623 | 0.11455 | -57.1065 | -6.137 | 3.3484 | 13.482 | 6.167 | 0.28897 | 0.55764 | 3.4742 | 0.28467 | 0.82242 | -0.72125 | 1.3814 | 2.7438 | -1.9716 | 0.15949
10 | 19500 | -1.2471 | 34.0341 | 0.1773 | -57.0309 | -6.0937 | 3.3752 | 13.5582 | 6.1609 | 0.30322 | 0.52454 | 3.5277 | 0.40101 | 0.84392 | -0.64777 | 1.2383 | 2.8016 | -1.8928 | -0.033689
10 | 20000 | -1.2438 | 34.0473 | 0.2217 | -57.2439 | -6.1777 | 3.2392 | 13.6118 | 6.2374 | 0.41259 | 0.61879 | 3.6091 | 0.39021 | 0.86112 | -0.44528 | 1.2147 | 2.6326 | -2.073 | 0.087191
10 | 20500 | -1.101 | 34.086 | 0.29375 | -57.1404 | -6.2617 | 3.1788 | 13.6664 | 6.2263 | 0.37261 | 0.55428 | 3.6019 | 0.36073 | 0.82797 | -0.29976 | 1.0526 | 2.6026 | -1.9088 | -0.11217
10 | 21000 | -1.1927 | 34.0557 | 0.32242 | -57.1993 | -6.1986 | 3.1115 | 13.683 | 6.2429 | 0.38394 | 0.56398 | 3.4996 | 0.47084 | 0.70585 | -0.25824 | 1.0801 | 2.71 | -1.9228 | -0.058118
10 | 21500 | -1.1855 | 34.0204 | 0.19465 | -57.0642 | -5.9661 | 3.1708 | 13.5287 | 6.2128 | 0.059247 | 0.50247 | 3.6398 | 0.50181 | 0.58489 | -0.19028 | 1.128 | 2.6176 | -1.9051 | 0.14976
10 | 22000 | -1.0647 | 34.1228 | 0.37342 | -57.3749 | -5.9591 | 2.9694 | 13.7461 | 6.224 | 0.041262 | 0.41983 | 3.6452 | 0.74295 | 0.47405 | -0.16022 | 1.0173 | 2.6328 | -2.0014 | 0.15122
10 | 22500 | -1.0138 | 33.9855 | 0.54363 | -57.2564 | -5.9214 | 3.0278 | 13.8226 | 6.0259 | 0.12051 | 0.51645 | 3.7373 | 0.61812 | 0.4944 | -0.15161 | 0.85514 | 2.6615 | -1.9987 | -0.066787
10 | 23000 | -1.128 | 34.0385 | 0.58647 | -57.1743 | -5.8877 | 3.0289 | 13.8397 | 6.1778 | 0.24697 | 0.44849 | 3.6155 | 0.74651 | 0.44144 | -0.013375 | 0.75267 | 2.6049 | -2.1327 | -0.19182
10 | 23500 | -1.0178 | 33.9192 | 0.52168 | -57.0824 | -5.7857 | 2.9662 | 13.7819 | 6.2031 | 0.22402 | 0.55281 | 3.6015 | 0.62182 | 0.55732 | 0.011947 | 0.8071 | 2.635 | -2.1052 | -0.41251
10 | 24000 | -0.98491 | 33.9063 | 0.68313 | -56.9976 | -5.8572 | 2.886 | 13.7557 | 6.1156 | 0.20711 | 0.54309 | 3.5071 | 0.50848 | 0.57877 | 0.053984 | 0.88068 | 2.5446 | -2.0159 | -0.31485
10 | 24500 | -0.93616 | 34.0096 | 0.79608 | -57.0087 | -5.9811 | 2.8676 | 13.6449 | 6.1828 | 0.19386 | 0.41174 | 3.5394 | 0.42027 | 0.77284 | 0.0084013 | 0.78368 | 2.5108 | -2.0549 | -0.16116
10 | 25000 | -1.0424 | 34.0646 | 0.85209 | -57.077 | -6.1238 | 2.8322 | 13.5482 | 6.294 | 0.18507 | 0.55015 | 3.5236 | 0.50853 | 0.68282 | 0.051888 | 0.98453 | 2.4804 | -2.1924 | -0.12245
10 | 25500 | -1.0637 | 34.135 | 0.84741 | -57.0889 | -6.1525 | 2.8279 | 13.4468 | 6.2493 | 0.39564 | 0.48275 | 3.5142 | 0.59647 | 0.73698 | 0.028351 | 0.95478 | 2.4072 | -1.9835 | -0.33416
10 | 26000 | -1.0194 | 34.0916 | 0.84715 | -57.1762 | -6.2012 | 2.8859 | 13.4737 | 6.2086 | 0.43136 | 0.45097 | 3.4105 | 0.49736 | 0.73716 | 0.03009 | 0.98381 | 2.4833 | -1.7947 | -0.34005
10 | 26500 | -0.92975 | 34.0363 | 0.85984 | -57.2124 | -6.2556 | 2.9397 | 13.4697 | 6.331 | 0.4306 | 0.46232 | 3.5308 | 0.43584 | 0.62215 | 0.090572 | 1.046 | 2.3466 | -1.7911 | -0.41255
10 | 27000 | -0.98389 | 34.0882 | 0.88408 | -57.0672 | -6.2939 | 3.0373 | 13.342 | 6.3093 | 0.42264 | 0.42923 | 3.5317 | 0.24261 | 0.67351 | 0.024189 | 1.1118 | 2.4796 | -1.6885 | -0.54274
10 | 27500 | -1.0343 | 34.0073 | 0.91913 | -57.1851 | -6.2919 | 3.0356 | 13.2627 | 6.2049 | 0.41217 | 0.39853 | 3.598 | 0.20255 | 0.81877 | 0.026296 | 1.1361 | 2.5412 | -1.6142 | -0.43775
10 | 28000 | -1.1096 | 33.8962 | 0.86729 | -57.061 | -6.2583 | 3.0769 | 13.2704 | 6.2359 | 0.43755 | 0.56952 | 3.6219 | 0.17964 | 0.85361 | -0.066126 | 1.1209 | 2.4756 | -1.5285 | -0.5818
10 | 28500 | -1.142 | 33.9296 | 0.89004 | -57.1036 | -6.1955 | 3.125 | 13.2271 | 6.1956 | 0.56063 | 0.53698 | 3.597 | 0.20202 | 0.85717 | -0.048519 | 1.2389 | 2.352 | -1.4033 | -0.81905
10 | 29000 | -1.0786 | 34.002 | 0.78315 | -57.2115 | -6.1375 | 3.0671 | 13.2517 | 6.2234 | 0.5319 | 0.50425 | 3.5687 | 0.047024 | 0.89701 | 0.095737 | 1.1726 | 2.3903 | -1.3399 | -0.76744
10 | 29500 | -1.0598 | 33.9455 | 0.89038 | -57.0838 | -6.1673 | 2.9488 | 13.189 | 6.1779 | 0.39488 | 0.54814 | 3.5833 | 0.16402 | 0.9599 | -0.0049635 | 1.2137 | 2.3503 | -1.3639 | -0.68612
10 | 30000 | -0.98377 | 33.9631 | 0.81901 | -57.0334 | -6.1559 | 2.9589 | 13.1242 | 6.1717 | 0.34821 | 0.53918 | 3.6546 | 0.17673 | 0.98894 | -0.12771 | 1.2029 | 2.3851 | -1.3263 | -0.70554
10 | 30500 | -0.91263 | 33.8585 | 0.85509 | -56.9704 | -6.0858 | 2.9459 | 13.0869 | 6.175 | 0.35277 | 0.5777 | 3.6657 | 0.1975 | 0.84524 | -0.086225 | 1.1267 | 2.374 | -1.4252 | -0.58068
10 | 31000 | -0.79641 | 33.8627 | 0.93366 | -57.0758 | -6.096 | 2.8977 | 13.1627 | 6.1482 | 0.28002 | 0.64608 | 3.6949 | 0.21703 | 0.89411 | -0.13292 | 1.2458 | 2.1891 | -1.324 | -0.74685
10 | 31500 | -0.71953 | 33.8854 | 0.84708 | -57.014 | -6.0829 | 2.9518 | 13.2218 | 6.0904 | 0.37228 | 0.59656 | 3.654 | 0.19258 | 0.82981 | -0.16375 | 1.2403 | 2.1271 | -1.4202 | -0.60869
10 | 32000 | -0.73013 | 33.8716 | 0.85017 | -56.9773 | -6.1108 | 2.9275 | 13.1633 | 6.077 | 0.46118 | 0.55562 | 3.6518 | 0.18383 | 0.8037 | -0.19158 | 1.2923 | 2.0323 | -1.419 | -0.44141
10 | 32500 | -0.7081 | 33.8939 | 0.92262 | -56.9868 | -6.0731 | 2.8293 | 13.253 | 6.1174 | 0.48716 | 0.5518 | 3.6166 | 0.3469 | 0.74476 | -0.22429 | 1.3052 | 2.0198 | -1.6138 | -0.48247
10 | 33000 | -0.68532 | 33.916 | 0.85604 | -57.2081 | -6.1119 | 2.7337 | 13.2617 | 6.1319 | 0.47739 | 0.57628 | 3.5977 | 0.3583 | 0.8293 | -0.23851 | 1.3383 | 2.1223 | -1.5893 | -0.36576
10 | 33500 | -0.65005 | 33.8896 | 0.84219 | -57.0672 | -6.0933 | 2.6442 | 13.2181 | 6.0913 | 0.54166 | 0.56819 | 3.6013 | 0.28095 | 0.82733 | -0.23221 | 1.3224 | 2.1243 | -1.577 | -0.33188
10 | 34000 | -0.61077 | 34.007 | 0.75355 | -57.3184 | -6.0049 | 2.5444 | 13.2929 | 6.136 | 0.59799 | 0.54289 | 3.6288 | 0.33983 | 0.89228 | -0.2317 | 1.3669 | 2.0965 | -1.7862 | -0.2471
10 | 34500 | -0.58106 | 33.9746 | 0.70273 | -57.4304 | -6.0493 | 2.6748 | 13.3565 | 6.2051 | 0.65355 | 0.58632 | 3.6639 | 0.37431 | 0.89186 | -0.19225 | 1.3115 | 2.0347 | -1.8493 | -0.32758
10 | 35000 | -0.55271 | 33.9247 | 0.67573 | -57.4746 | -5.9827 | 2.7137 | 13.4249 | 6.141 | 0.65297 | 0.59459 | 3.6813 | 0.42349 | 0.93596 | -0.17901 | 1.3504 | 1.9582 | -1.9276 | -0.36032
10 | 35500 | -0.53142 | 33.9211 | 0.64636 | -57.5159 | -6.0294 | 2.7658 | 13.5428 | 6.1533 | 0.54273 | 0.59047 | 3.6555 | 0.41193 | 0.95121 | -0.14051 | 1.3532 | 1.9853 | -1.8688 | -0.4336
10 | 36000 | -0.53666 | 33.8591 | 0.59743 | -57.527 | -6.0175 | 2.7762 | 13.5811 | 6.1513 | 0.61138 | 0.61381 | 3.6802 | 0.37809 | 0.92026 | -0.13716 | 1.3455 | 2.0611 | -1.9154 | -0.44181
10 | 36500 | -0.42644 | 33.8254 | 0.53642 | -57.4431 | -5.9433 | 2.7262 | 13.6158 | 6.1312 | 0.6032 | 0.60887 | 3.6859 | 0.36373 | 0.88155 | -0.21947 | 1.3602 | 1.9178 | -1.8257 | -0.39815
10 | 37000 | -0.45399 | 33.7938 | 0.57293 | -57.402 | -5.9623 | 2.7498 | 13.5779 | 6.1687 | 0.59893 | 0.56879 | 3.7341 | 0.32193 | 0.85381 | -0.18788 | 1.3338 | 1.9467 | -1.7549 | -0.46005
10 | 37500 | -0.39853 | 33.8488 | 0.57343 | -57.4039 | -5.9994 | 2.8105 | 13.6716 | 6.1686 | 0.5968 | 0.49903 | 3.726 | 0.32377 | 0.79107 | -0.10721 | 1.2842 | 1.8847 | -1.737 | -0.53244
10 | 38000 | -0.47273 | 33.8642 | 0.66695 | -57.4225 | -6.0988 | 2.7279 | 13.635 | 6.0984 | 0.61574 | 0.52439 | 3.7945 | 0.29558 | 0.80341 | -0.0012089 | 1.3061 | 1.7896 | -1.7459 | -0.38057
10 | 38500 | -0.4909 | 33.9014 | 0.72049 | -57.5161 | -6.106 | 2.7409 | 13.6617 | 6.1638 | 0.58307 | 0.48779 | 3.8158 | 0.36338 | 0.80693 | 0.019159 | 1.3498 | 1.7848 | -1.8056 | -0.48066
10 | 39000 | -0.48918 | 33.9265 | 0.72646 | -57.4727 | -6.1036 | 2.715 | 13.7177 | 6.2148 | 0.63574 | 0.44677 | 3.8167 | 0.40746 | 0.81429 | 0.0098594 | 1.3188 | 1.7 | -1.7752 | -0.60949
10 | 39500 | -0.55222 | 33.9026 | 0.69486 | -57.3721 | -6.0747 | 2.6859 | 13.7381 | 6.0832 | 0.6401 | 0.44353 | 3.766 | 0.44621 | 0.89089 | 0.019165 | 1.2955 | 1.7222 | -1.684 | -0.64514
10 | 40000 | -0.52244 | 33.8452 | 0.72227 | -57.2346 | -6.1732 | 2.7205 | 13.754 | 6.0854 | 0.66986 | 0.45819 | 3.7293 | 0.35357 | 0.86449 | 0.088482 | 1.2905 | 1.6878 | -1.7148 | -0.62453
10 | 40500 | -0.48722 | 33.8445 | 0.74392 | -57.3143 | -6.2542 | 2.6759 | 13.7316 | 6.1665 | 0.67638 | 0.43622 | 3.7969 | 0.31372 | 0.86843 | 0.099595 | 1.3235 | 1.6361 | -1.6689 | -0.58875
10 | 41000 | -0.56034 | 33.8727 | 0.697 | -57.3533 | -6.2194 | 2.7299 | 13.7677 | 6.1295 | 0.67374 | 0.3595 | 3.7924 | 0.33494 | 0.86125 | 0.099024 | 1.3676 | 1.6238 | -1.6673 | -0.50858
10 | 41500 | -0.52193 | 33.7382 | 0.80743 | -57.1044 | -6.1864 | 2.7977 | 13.6214 | 6.0919 | 0.70542 | 0.40404 | 3.811 | 0.31212 | 0.83551 | 0.045293 | 1.2851 | 1.5956 | -1.7498 | -0.48819
10 | 42000 | -0.47534 | 33.6906 | 0.67464 | -57.0617 | -6.1578 | 2.8056 | 13.6171 | 6.0495 | 0.76843 | 0.4336 | 3.8402 | 0.31788 | 0.71372 | 0.069781 | 1.2501 | 1.6247 | -1.771 | -0.39001
10 | 42500 | -0.46523 | 33.7395 | 0.61243 | -57.077 | -6.1464 | 2.733 | 13.612 | 6.0565 | 0.72307 | 0.50536 | 3.7962 | 0.24202 | 0.76921 | 0.16734 | 1.2116 | 1.5993 | -1.7505 | -0.32837
10 | 43000 | -0.46546 | 33.7492 | 0.60002 | -57.0631 | -6.2001 | 2.7541 | 13.6513 | 6.0761 | 0.68604 | 0.53262 | 3.7843 | 0.27189 | 0.73215 | 0.24273 | 1.2211 | 1.6123 | -1.7533 | -0.43197
10 | 43500 | -0.45976 | 33.6295 | 0.61825 | -57.0112 | -6.2135 | 2.7846 | 13.6269 | 6.0431 | 0.71889 | 0.55102 | 3.7865 | 0.21949 | 0.72948 | 0.26213 | 1.2079 | 1.5998 | -1.7563 | -0.33688
10 | 44000 | -0.40176 | 33.593 | 0.61897 | -57.0444 | -6.2129 | 2.8022 | 13.6376 | 6.0181 | 0.70317 | 0.59672 | 3.8363 | 0.14584 | 0.79298 | 0.22005 | 1.1328 | 1.5859 | -1.7428 | -0.28192
10 | 44500 | -0.44484 | 33.5788 | 0.59859 | -57.0059 | -6.1416 | 2.833 | 13.6618 | 6.0295 | 0.66143 | 0.55247 | 3.8484 | 0.16938 | 0.73942 | 0.25958 | 1.1889 | 1.5605 | -1.7624 | -0.32693
10 | 45000 | -0.45661 | 33.5424 | 0.67472 | -57.05 | -6.1519 | 2.8196 | 13.6264 | 6.1017 | 0.61059 | 0.54766 | 3.8546 | 0.18101 | 0.70744 | 0.22325 | 1.2108 | 1.5927 | -1.7423 | -0.29196
10 | 45500 | -0.46472 | 33.485 | 0.66535 | -57.019 | -6.1294 | 2.7619 | 13.5763 | 6.0773 | 0.60245 | 0.57993 | 3.8759 | 0.17752 | 0.7303 | 0.26568 | 1.2323 | 1.6444 | -1.8043 | -0.25689
10 | 46000 | -0.41876 | 33.5062 | 0.67877 | -57.0894 | -6.2287 | 2.7784 | 13.5964 | 6.0383 | 0.65088 | 0.56935 | 3.8653 | 0.23385 | 0.74855 | 0.32218 | 1.2266 | 1.6131 | -1.8368 | -0.25417
10 | 46500 | -0.39638 | 33.4296 | 0.65375 | -57.168 | -6.1549 | 2.7453 | 13.6146 | 6.0711 | 0.60849 | 0.57604 | 3.8536 | 0.26673 | 0.77731 | 0.25761 | 1.2082 | 1.5344 | -1.7481 | -0.12922
10 | 47000 | -0.35034 | 33.4057 | 0.68878 | -57.2041 | -6.0715 | 2.7217 | 13.6358 | 6.0284 | 0.61644 | 0.53334 | 3.8532 | 0.25049 | 0.84292 | 0.23456 | 1.1882 | 1.5195 | -1.7054 | -0.18759
10 | 47500 | -0.33532 | 33.3387 | 0.7433 | -57.1658 | -6.0893 | 2.7411 | 13.5953 | 6.0527 | 0.5664 | 0.47194 | 3.8717 | 0.28743 | 0.79626 | 0.25867 | 1.172 | 1.6131 | -1.7135 | -0.20473
10 | 48000 | -0.33032 | 33.3837 | 0.81868 | -57.1307 | -6.1896 | 2.8189 | 13.6172 | 5.9282 | 0.59924 | 0.51067 | 3.8845 | 0.23849 | 0.81354 | 0.20912 | 1.1287 | 1.6577 | -1.7121 | -0.24602
10 | 48500 | -0.30354 | 33.4491 | 0.80631 | -57.11 | -6.2217 | 2.8792 | 13.5895 | 5.8543 | 0.57748 | 0.54988 | 3.9151 | 0.19244 | 0.80215 | 0.21772 | 1.0856 | 1.6739 | -1.6874 | -0.27011
10 | 49000 | -0.27723 | 33.5281 | 0.78868 | -57.224 | -6.2211 | 2.8161 | 13.6245 | 5.8804 | 0.57941 | 0.58349 | 3.9032 | 0.21583 | 0.78721 | 0.263 | 1.0438 | 1.7059 | -1.7288 | -0.26841
10 | 49500 | -0.32873 | 33.6542 | 0.79783 | -57.2804 | -6.2322 | 2.888 | 13.6418 | 5.89 | 0.60297 | 0.60015 | 3.9308 | 0.20585 | 0.70802 | 0.21326 | 1.0749 | 1.6595 | -1.7401 | -0.28578
10 | 50000 | -0.35316 | 33.7201 | 0.72782 | -57.2405 | -6.2021 | 2.8931 | 13.6231 | 5.8544 | 0.58112 | 0.57507 | 3.937 | 0.23125 | 0.61103 | 0.1758 | 1.1096 | 1.6726 | -1.6784 | -0.23785
10 | 50500 | -0.35639 | 33.69 | 0.73485 | -57.1643 | -6.2118 | 2.8242 | 13.6131 | 5.9458 | 0.58045 | 0.58097 | 3.9438 | 0.32956 | 0.53776 | 0.19933 | 1.1068 | 1.594 | -1.671 | -0.27724
10 | 51000 | -0.30475 | 33.6712 | 0.71826 | -57.2549 | -6.2311 | 2.7799 | 13.62 | 5.9953 | 0.54894 | 0.64182 | 3.9687 | 0.37634 | 0.50609 | 0.21948 | 1.0595 | 1.6488 | -1.5586 | -0.40503
10 | 51500 | -0.3384 | 33.7484 | 0.68222 | -57.2993 | -6.2455 | 2.8026 | 13.6299 | 6.0025 | 0.53799 | 0.65403 | 4.0074 | 0.33753 | 0.47019 | 0.20771 | 1.1049 | 1.7115 | -1.6038 | -0.40971
10 | 52000 | -0.33746 | 33.7731 | 0.63948 | -57.4317 | -6.206 | 2.8521 | 13.6196 | 5.9597 | 0.59765 | 0.64001 | 3.9751 | 0.30885 | 0.4871 | 0.18202 | 1.1244 | 1.74 | -1.5762 | -0.34784
10 | 52500 | -0.36706 | 33.7536 | 0.65379 | -57.502 | -6.1331 | 2.8589 | 13.6374 | 6.0008 | 0.55963 | 0.69723 | 3.9771 | 0.28395 | 0.50552 | 0.13872 | 1.1376 | 1.7942 | -1.6539 | -0.34244
10 | 53000 | -0.33461 | 33.7346 | 0.62631 | -57.4815 | -6.2571 | 2.8434 | 13.6542 | 5.9324 | 0.57515 | 0.75836 | 4.0184 | 0.2487 | 0.59497 | 0.20626 | 1.1086 | 1.7335 | -1.5171 | -0.44446
10 | 53500 | -0.3373 | 33.7502 | 0.61419 | -57.4959 | -6.2768 | 2.8763 | 13.6497 | 5.9556 | 0.59086 | 0.82268 | 4.0036 | 0.23274 | 0.6196 | 0.2752 | 1.1561 | 1.6685 | -1.5529 | -0.55248
10 | 54000 | -0.31774 | 33.7132 | 0.57263 | -57.5447 | -6.2302 | 2.8535 | 13.6033 | 5.928 | 0.63011 | 0.81812 | 3.973 | 0.31048 | 0.58893 | 0.26415 | 1.1424 | 1.728 | -1.5591 | -0.474
10 | 54500 | -0.35071 | 33.6972 | 0.50698 | -57.5023 | -6.1626 | 2.843 | 13.6519 | 5.9467 | 0.6216 | 0.78574 | 3.9547 | 0.33943 | 0.54072 | 0.23451 | 1.1582 | 1.7292 | -1.5719 | -0.42234
10 | 55000 | -0.36861 | 33.6838 | 0.4833 | -57.5723 | -6.1333 | 2.8003 | 13.6919 | 5.9289 | 0.5574 | 0.81034 | 3.9977 | 0.41235 | 0.54999 | 0.21014 | 1.193 | 1.7043 | -1.5687 | -0.38047
10 | 55500 | -0.3103 | 33.7122 | 0.42942 | -57.4544 | -6.1699 | 2.8142 | 13.7237 | 5.9261 | 0.52838 | 0.78008 | 3.9772 | 0.34926 | 0.51866 | 0.21914 | 1.1915 | 1.7027 | -1.5317 | -0.40614
10 | 56000 | -0.38369 | 33.7282 | 0.36837 | -57.3498 | -6.1561 | 2.8196 | 13.7173 | 5.9054 | 0.52969 | 0.78134 | 4.0173 | 0.32819 | 0.5279 | 0.21409 | 1.1946 | 1.6859 | -1.501 | -0.42734
10 | 56500 | -0.3227 | 33.7231 | 0.3672 | -57.293 | -6.1956 | 2.8372 | 13.7195 | 5.8857 | 0.54433 | 0.80471 | 4.024 | 0.27054 | 0.56543 | 0.14717 | 1.1593 | 1.6633 | -1.5445 | -0.35576
10 | 57000 | -0.29607 | 33.7769 | 0.36297 | -57.3405 | -6.2014 | 2.7783 | 13.729 | 5.9091 | 0.56553 | 0.91176 | 4.0358 | 0.29391 | 0.51609 | 0.13131 | 1.0999 | 1.5765 | -1.5843 | -0.26481
10 | 57500 | -0.29114 | 33.8118 | 0.41323 | -57.3918 | -6.1431 | 2.7448 | 13.7761 | 5.8322 | 0.60158 | 0.93653 | 4.0503 | 0.29877 | 0.48983 | 0.12025 | 1.0708 | 1.5397 | -1.6242 | -0.23578
10 | 58000 | -0.25408 | 33.808 | 0.40332 | -57.3848 | -6.0949 | 2.6967 | 13.7484 | 5.8423 | 0.61234 | 0.89769 | 4.0458 | 0.33918 | 0.46743 | 0.11801 | 1.0828 | 1.5962 | -1.6411 | -0.28329
10 | 58500 | -0.24323 | 33.8624 | 0.34 | -57.3418 | -6.0339 | 2.7173 | 13.8009 | 5.8542 | 0.63394 | 0.89831 | 4.0041 | 0.28336 | 0.4131 | 0.13848 | 1.0559 | 1.6298 | -1.6373 | -0.37547
10 | 59000 | -0.19774 | 33.9002 | 0.33673 | -57.3906 | -5.9957 | 2.7322 | 13.7922 | 5.8664 | 0.67491 | 0.88036 | 4.0453 | 0.30649 | 0.42579 | 0.10222 | 1.0754 | 1.5858 | -1.7448 | -0.39521
10 | 59500 | -0.19004 | 33.9502 | 0.35444 | -57.4154 | -5.9859 | 2.7488 | 13.813 | 5.8275 | 0.68169 | 0.87596 | 4.0472 | 0.34037 | 0.411 | 0.10288 | 1.0703 | 1.5756 | -1.7261 | -0.48144
10 | 60000 | -0.14031 | 33.9197 | 0.41231 | -57.3919 | -5.9516 | 2.7969 | 13.7544 | 5.8232 | 0.65498 | 0.86843 | 4.0507 | 0.31675 | 0.35405 | 0.12325 | 1.0735 | 1.5607 | -1.7073 | -0.51782
10 | 60500 | -0.14158 | 33.9297 | 0.37198 | -57.2738 | -5.9416 | 2.7376 | 13.7658 | 5.8117 | 0.72834 | 0.86198 | 4.0405 | 0.32491 | 0.35122 | 0.054399 | 1.0711 | 1.5898 | -1.7519 | -0.53017
10 | 61000 | -0.12387 | 33.9575 | 0.33185 | -57.3288 | -6.0067 | 2.7111 | 13.7372 | 5.8174 | 0.73391 | 0.94461 | 4.0612 | 0.36211 | 0.34149 | 0.12685 | 1.0398 | 1.5961 | -1.7379 | -0.56409
10 | 61500 | -0.11041 | 33.8686 | 0.3722 | -57.2737 | -5.9832 | 2.6582 | 13.7682 | 5.7292 | 0.7623 | 0.94758 | 4.0211 | 0.36971 | 0.35475 | 0.078053 | 0.98991 | 1.6117 | -1.695 | -0.46909
10 | 62000 | -0.081374 | 33.8396 | 0.38235 | -57.2012 | -5.9748 | 2.661 | 13.752 | 5.7539 | 0.69033 | 0.95133 | 4.0461 | 0.34443 | 0.38367 | 0.036379 | 0.95875 | 1.5962 | -1.688 | -0.45069
10 | 62500 | -0.08844 | 33.8785 | 0.35203 | -57.1621 | -5.9718 | 2.6619 | 13.7399 | 5.809 | 0.709 | 0.92806 | 4.0497 | 0.30647 | 0.37268 | 0.031803 | 0.98788 | 1.5739 | -1.7583 | -0.42034
10 | 63000 | -0.1003 | 33.8548 | 0.36121 | -57.1567 | -5.9186 | 2.6848 | 13.7464 | 5.801 | 0.68674 | 0.95802 | 4.0261 | 0.31539 | 0.35055 | 0.026044 | 0.99348 | 1.5575 | -1.8044 | -0.38208
10 | 63500 | -0.13675 | 33.8769 | 0.30791 | -57.1952 | -5.9124 | 2.7159 | 13.7678 | 5.8485 | 0.69034 | 0.93288 | 3.972 | 0.29437 | 0.398 | -0.027017 | 1.0157 | 1.5179 | -1.7678 | -0.29906
10 | 64000 | -0.18287 | 33.7832 | 0.28021 | -57.0351 | -5.92 | 2.7025 | 13.7546 | 5.8539 | 0.64927 | 0.95531 | 3.9371 | 0.33201 | 0.41535 | -0.083713 | 1.0499 | 1.5233 | -1.702 | -0.31301
10 | 64500 | -0.16043 | 33.7977 | 0.30171 | -57.0724 | -5.9658 | 2.6835 | 13.7609 | 5.8688 | 0.62293 | 0.95423 | 3.9366 | 0.3739 | 0.4129 | -0.1142 | 1.0625 | 1.5149 | -1.6696 | -0.30815
10 | 65000 | -0.16756 | 33.8068 | 0.31244 | -57.0823 | -6.0034 | 2.6751 | 13.7594 | 5.8232 | 0.53998 | 0.9643 | 3.957 | 0.38427 | 0.41106 | -0.092982 | 1.0445 | 1.5546 | -1.6508 | -0.23563
10 | 65500 | -0.22274 | 33.8298 | 0.28516 | -57.1049 | -6.0039 | 2.644 | 13.7589 | 5.8197 | 0.58928 | 0.94766 | 3.9589 | 0.39505 | 0.38896 | -0.05228 | 1.0564 | 1.5887 | -1.63 | -0.24876
10 | 66000 | -0.2198 | 33.8282 | 0.27337 | -57.1684 | -5.9767 | 2.6458 | 13.7252 | 5.8953 | 0.59898 | 0.94247 | 3.9657 | 0.41484 | 0.35988 | 0.0044864 | 1.0581 | 1.6142 | -1.6867 | -0.275
10 | 66500 | -0.19349 | 33.8292 | 0.27321 | -57.1773 | -5.9828 | 2.6469 | 13.7306 | 5.8554 | 0.63207 | 1.035 | 3.9868 | 0.42931 | 0.34374 | -0.042201 | 1.0406 | 1.629 | -1.7399 | -0.29589
10 | 67000 | -0.15639 | 33.8122 | 0.26556 | -57.1379 | -5.9632 | 2.6203 | 13.6622 | 5.8509 | 0.65044 | 1.0312 | 3.976 | 0.43323 | 0.30281 | -0.040414 | 1.0569 | 1.605 | -1.6146 | -0.35421
10 | 67500 | -0.16938 | 33.8103 | 0.25845 | -57.1035 | -5.9722 | 2.6241 | 13.6709 | 5.8742 | 0.60496 | 1.0356 | 3.9884 | 0.47247 | 0.31544 | -0.027746 | 1.1154 | 1.5762 | -1.6592 | -0.41421
10 | 68000 | -0.17566 | 33.808 | 0.27399 | -57.1569 | -5.959 | 2.6354 | 13.7049 | 5.8382 | 0.66421 | 1.032 | 4.0398 | 0.4663 | 0.37324 | -0.050298 | 1.108 | 1.562 | -1.7048 | -0.45941
10 | 68500 | -0.17149 | 33.8209 | 0.27453 | -57.1682 | -5.9949 | 2.6411 | 13.7304 | 5.7978 | 0.68258 | 1.0314 | 4.0241 | 0.46969 | 0.36065 | -0.042133 | 1.1234 | 1.568 | -1.6605 | -0.48732
10 | 69000 | -0.17299 | 33.8823 | 0.30695 | -57.2409 | -5.9918 | 2.6281 | 13.749 | 5.816 | 0.67415 | 0.99771 | 4.054 | 0.48483 | 0.33008 | -0.053328 | 1.1311 | 1.5519 | -1.6225 | -0.52457
10 | 69500 | -0.17118 | 33.8846 | 0.24466 | -57.2656 | -5.9736 | 2.6555 | 13.7506 | 5.8501 | 0.66789 | 1.0204 | 4.0396 | 0.46056 | 0.33686 | -0.012394 | 1.1339 | 1.5329 | -1.6328 | -0.52209
10 | 70000 | -0.19016 | 33.8472 | 0.23481 | -57.2805 | -5.9477 | 2.6992 | 13.7537 | 5.8904 | 0.70867 | 1.0412 | 4.0343 | 0.47183 | 0.3415 | -0.083153 | 1.1132 | 1.5638 | -1.6468 | -0.55147
10 | 70500 | -0.13817 | 33.8643 | 0.21086 | -57.2942 | -5.9659 | 2.682 | 13.7269 | 5.839 | 0.74026 | 1.076 | 4.0496 | 0.50465 | 0.31729 | -0.094945 | 1.111 | 1.5935 | -1.6387 | -0.58343
10 | 71000 | -0.12066 | 33.8587 | 0.18388 | -57.2929 | -5.9683 | 2.6988 | 13.7516 | 5.8141 | 0.74956 | 1.0919 | 4.0348 | 0.54551 | 0.32729 | -0.053944 | 1.1021 | 1.5519 | -1.6911 | -0.58327
10 | 71500 | -0.075976 | 33.9087 | 0.19425 | -57.3621 | -6.0002 | 2.7376 | 13.7439 | 5.7854 | 0.71112 | 1.1166 | 4.0643 | 0.53308 | 0.3024 | -0.067911 | 1.0767 | 1.5613 | -1.689 | -0.54008
10 | 72000 | -0.050321 | 33.872 | 0.17632 | -57.2976 | -6.0287 | 2.7106 | 13.7614 | 5.7295 | 0.77922 | 1.1029 | 4.0647 | 0.52946 | 0.35 | -0.12653 | 1.0896 | 1.5456 | -1.7071 | -0.50124
10 | 72500 | -0.074918 | 33.8865 | 0.18565 | -57.3153 | -6.0233 | 2.691 | 13.7464 | 5.7286 | 0.78561 | 1.0804 | 4.0708 | 0.55759 | 0.38138 | -0.12374 | 1.1117 | 1.5463 | -1.7459 | -0.48885
10 | 73000 | -0.085361 | 33.8642 | 0.16363 | -57.2784 | -6.0175 | 2.6652 | 13.7425 | 5.6491 | 0.84528 | 1.0955 | 4.0111 | 0.57432 | 0.40464 | -0.10904 | 1.1559 | 1.5185 | -1.7153 | -0.4843
10 | 73500 | -0.062334 | 33.88 | 0.14696 | -57.2832 | -6.0507 | 2.6735 | 13.7525 | 5.636 | 0.85344 | 1.0729 | 4.0022 | 0.61805 | 0.37801 | -0.078314 | 1.1826 | 1.4995 | -1.7395 | -0.48158
10 | 74000 | -0.074185 | 33.8835 | 0.15188 | -57.3605 | -5.9998 | 2.6827 | 13.7581 | 5.6707 | 0.83917 | 1.0665 | 4.0258 | 0.66589 | 0.36404 | -0.056453 | 1.2505 | 1.4778 | -1.8453 | -0.50031
10 | 74500 | -0.062552 | 33.8748 | 0.19855 | -57.3359 | -6.0413 | 2.7321 | 13.7867 | 5.6738 | 0.84018 | 1.0762 | 3.9857 | 0.62308 | 0.33429 | -0.08717 | 1.2543 | 1.5086 | -1.8688 | -0.49251
10 | 75000 | -0.11308 | 33.8512 | 0.23169 | -57.3051 | -6.0116 | 2.7195 | 13.7945 | 5.657 | 0.87577 | 1.0641 | 4.0007 | 0.608 | 0.3524 | -0.11595 | 1.2534 | 1.4836 | -1.8995 | -0.44682
10 | 75500 | -0.14249 | 33.8505 | 0.22732 | -57.325 | -6.049 | 2.7558 | 13.8012 | 5.6648 | 0.8925 | 1.0835 | 3.9835 | 0.63688 | 0.32819 | -0.13068 | 1.2614 | 1.4666 | -1.873 | -0.43203
10 | 76000 | -0.18106 | 33.831 | 0.23978 | -57.3093 | -6.0548 | 2.7528 | 13.746 | 5.6293 | 0.89255 | 1.1073 | 4.0358 | 0.63085 | 0.31501 | -0.12416 | 1.2916 | 1.48 | -1.8607 | -0.42187
10 | 76500 | -0.22687 | 33.8373 | 0.23427 | -57.3037 | -6.0548 | 2.7556 | 13.7314 | 5.5774 | 0.97378 | 1.0923 | 4.0454 | 0.64453 | 0.33196 | -0.094218 | 1.2495 | 1.485 | -1.8512 | -0.42769
10 | 77000 | -0.23165 | 33.8461 | 0.27398 | -57.3006 | -6.0822 | 2.743 | 13.752 | 5.5854 | 0.97271 | 1.0566 | 4.0788 | 0.60228 | 0.31129 | -0.049179 | 1.2782 | 1.4713 | -1.8114 | -0.49651
10 | 77500 | -0.27998 | 33.8542 | 0.30599 | -57.2955 | -6.1107 | 2.7179 | 13.7488 | 5.5903 | 0.96668 | 1.0832 | 4.0831 | 0.58423 | 0.30077 | -0.072848 | 1.2729 | 1.5442 | -1.8222 | -0.47093
10 | 78000 | -0.25124 | 33.8498 | 0.31793 | -57.256 | -6.0858 | 2.6802 | 13.7099 | 5.5658 | 0.99477 | 1.0969 | 4.0667 | 0.60435 | 0.34544 | -0.081237 | 1.2645 | 1.5136 | -1.8423 | -0.49332
10 | 78500 | -0.2594 | 33.8677 | 0.32423 | -57.2112 | -6.086 | 2.6292 | 13.7157 | 5.5385 | 1.006 | 1.0897 | 4.0391 | 0.57556 | 0.33947 | -0.057927 | 1.2834 | 1.5019 | -1.8101 | -0.48585
10 | 79000 | -0.27982 | 33.8488 | 0.34629 | -57.1643 | -6.0888 | 2.5996 | 13.7067 | 5.5406 | 0.96807 | 1.1046 | 4.0596 | 0.60897 | 0.30323 | -0.04948 | 1.2761 | 1.4728 | -1.7963 | -0.4568
10 | 79500 | -0.27368 | 33.8544 | 0.33195 | -57.1977 | -6.1212 | 2.6267 | 13.7177 | 5.577 | 0.9525 | 1.1097 | 4.0653 | 0.60426 | 0.29838 | -0.067202 | 1.3073 | 1.4848 | -1.7623 | -0.5079
10 | 80000 | -0.2589 | 33.8139 | 0.3321 | -57.1546 | -6.094 | 2.6564 | 13.7245 | 5.5754 | 0.91857 | 1.1546 | 4.0472 | 0.64608 | 0.30805 | -0.1082 | 1.2919 | 1.4201 | -1.7733 | -0.49959
10 | 80500 | -0.24905 | 33.8948 | 0.28939 | -57.2285 | -6.0858 | 2.6012 | 13.7439 | 5.585 | 0.94147 | 1.1333 | 4.0848 | 0.6681 | 0.27262 | -0.11133 | 1.3094 | 1.4088 | -1.6983 | -0.55981
10 | 81000 | -0.25623 | 33.8743 | 0.29077 | -57.2478 | -6.107 | 2.5971 | 13.7515 | 5.5749 | 0.89922 | 1.1797 | 4.094 | 0.65539 | 0.26782 | -0.09364 | 1.3482 | 1.4249 | -1.7046 | -0.54858
10 | 81500 | -0.22773 | 33.8871 | 0.27013 | -57.215 | -6.1275 | 2.6157 | 13.7704 | 5.6 | 0.89793 | 1.1737 | 4.0458 | 0.64228 | 0.25816 | -0.083203 | 1.398 | 1.3959 | -1.7533 | -0.5482
10 | 82000 | -0.21503 | 33.8946 | 0.28071 | -57.1272 | -6.1417 | 2.6334 | 13.7231 | 5.6251 | 0.93577 | 1.1768 | 4.0664 | 0.6105 | 0.25079 | -0.086998 | 1.3738 | 1.3829 | -1.7823 | -0.60064
10 | 82500 | -0.21502 | 33.911 | 0.28797 | -57.1439 | -6.1557 | 2.6312 | 13.7086 | 5.6042 | 0.95806 | 1.1447 | 4.0809 | 0.59947 | 0.24185 | -0.06221 | 1.4079 | 1.3545 | -1.8107 | -0.54275
10 | 83000 | -0.19057 | 33.9266 | 0.24506 | -57.1665 | -6.188 | 2.6338 | 13.763 | 5.6095 | 0.96325 | 1.1162 | 4.0589 | 0.60033 | 0.25538 | -0.0094808 | 1.427 | 1.379 | -1.8634 | -0.56008
10 | 83500 | -0.20547 | 33.9149 | 0.19737 | -57.1664 | -6.1931 | 2.599 | 13.7173 | 5.6216 | 0.98948 | 1.1036 | 4.0622 | 0.61434 | 0.26312 | -0.01509 | 1.4253 | 1.4116 | -1.7955 | -0.54438
10 | 84000 | -0.21351 | 33.9458 | 0.18199 | -57.2352 | -6.2111 | 2.6147 | 13.7501 | 5.6415 | 0.99214 | 1.1316 | 4.0303 | 0.6301 | 0.25717 | -0.019006 | 1.4472 | 1.3878 | -1.7964 | -0.5351
10 | 84500 | -0.23518 | 33.9559 | 0.19196 | -57.2301 | -6.2143 | 2.6425 | 13.7587 | 5.6719 | 0.98605 | 1.1344 | 3.9977 | 0.63522 | 0.26611 | -0.023047 | 1.469 | 1.394 | -1.8453 | -0.55533
10 | 85000 | -0.25352 | 33.9232 | 0.18719 | -57.1909 | -6.2081 | 2.6493 | 13.7154 | 5.6611 | 1.0187 | 1.141 | 3.9866 | 0.6472 | 0.22008 | -0.0091039 | 1.4809 | 1.4297 | -1.8633 | -0.53556
10 | 85500 | -0.2539 | 33.8874 | 0.23841 | -57.1699 | -6.2436 | 2.6036 | 13.7475 | 5.703 | 1.0585 | 1.1129 | 3.9836 | 0.66457 | 0.20749 | -0.025116 | 1.4654 | 1.4177 | -1.8493 | -0.54831
10 | 86000 | -0.31074 | 33.9098 | 0.20198 | -57.2107 | -6.2712 | 2.6438 | 13.7661 | 5.7444 | 1.035 | 1.1096 | 3.9764 | 0.67089 | 0.23447 | 0.0061052 | 1.481 | 1.4248 | -1.9003 | -0.51145
10 | 86500 | -0.31713 | 33.8759 | 0.17956 | -57.2404 | -6.2349 | 2.6899 | 13.7664 | 5.7453 | 1.0567 | 1.0802 | 3.9704 | 0.65478 | 0.25535 | -0.028512 | 1.476 | 1.4468 | -1.9048 | -0.47151
10 | 87000 | -0.33677 | 33.8654 | 0.13124 | -57.2097 | -6.2265 | 2.6806 | 13.7704 | 5.7278 | 1.0675 | 1.1413 | 3.9555 | 0.63688 | 0.23418 | -0.036278 | 1.4704 | 1.4622 | -1.8881 | -0.44597
10 | 87500 | -0.30758 | 33.8205 | 0.12213 | -57.1845 | -6.2328 | 2.6829 | 13.7486 | 5.7183 | 1.0561 | 1.133 | 3.9845 | 0.62753 | 0.21163 | -0.032565 | 1.4523 | 1.469 | -1.8987 | -0.37058
10 | 88000 | -0.268 | 33.7948 | 0.12251 | -57.2002 | -6.2111 | 2.6785 | 13.7663 | 5.7716 | 1.0513 | 1.1184 | 3.9663 | 0.60784 | 0.24098 | -0.037331 | 1.5046 | 1.4742 | -1.9654 | -0.41521
10 | 88500 | -0.30304 | 33.8325 | 0.13894 | -57.1704 | -6.2317 | 2.6759 | 13.7538 | 5.7566 | 1.0908 | 1.0836 | 3.9626 | 0.60225 | 0.22818 | -0.062408 | 1.5286 | 1.4655 | -1.9514 | -0.40026
10 | 89000 | -0.29194 | 33.8676 | 0.10733 | -57.1754 | -6.2432 | 2.692 | 13.7817 | 5.7174 | 1.0956 | 1.1352 | 3.9644 | 0.62958 | 0.22975 | -0.062223 | 1.5104 | 1.4275 | -1.9794 | -0.40623
10 | 89500 | -0.25693 | 33.8727 | 0.1102 | -57.2005 | -6.2541 | 2.7089 | 13.7683 | 5.7419 | 1.0932 | 1.1275 | 3.9749 | 0.63258 | 0.23824 | -0.062587 | 1.5344 | 1.4051 | -2.0382 | -0.39567
10 | 90000 | -0.25257 | 33.9139 | 0.13846 | -57.274 | -6.2465 | 2.7012 | 13.7833 | 5.7778 | 1.1058 | 1.0975 | 3.9964 | 0.61678 | 0.24477 | -0.066595 | 1.538 | 1.3896 | -2.0094 | -0.45451
10 | 90500 | -0.23324 | 33.9095 | 0.18755 | -57.2444 | -6.2291 | 2.6706 | 13.7655 | 5.7837 | 1.0657 | 1.0955 | 3.9943 | 0.63093 | 0.26033 | -0.089468 | 1.5407 | 1.4023 | -2.0082 | -0.50229
10 | 91000 | -0.21792 | 33.9277 | 0.15595 | -57.2234 | -6.2394 | 2.6753 | 13.7206 | 5.7882 | 1.0751 | 1.1107 | 4.002 | 0.64619 | 0.26106 | -0.073328 | 1.5417 | 1.4206 | -2.021 | -0.55009
10 | 91500 | -0.2189 | 33.8623 | 0.18652 | -57.1945 | -6.2736 | 2.6685 | 13.7197 | 5.7983 | 1.0683 | 1.1004 | 4.0124 | 0.66218 | 0.26614 | -0.045539 | 1.536 | 1.4214 | -2.0468 | -0.52284
10 | 92000 | -0.23169 | 33.8569 | 0.19765 | -57.161 | -6.2697 | 2.6862 | 13.7454 | 5.7809 | 1.1088 | 1.0775 | 4.0103 | 0.67874 | 0.24869 | -0.074619 | 1.559 | 1.3854 | -2.0019 | -0.59666
10 | 92500 | -0.24135 | 33.8801 | 0.17726 | -57.159 | -6.2734 | 2.6586 | 13.7684 | 5.7946 | 1.1134 | 1.0484 | 4.0207 | 0.64835 | 0.25436 | -0.094792 | 1.6064 | 1.3894 | -1.9859 | -0.60544
10 | 93000 | -0.26692 | 33.8882 | 0.17187 | -57.1771 | -6.2795 | 2.6658 | 13.7508 | 5.7852 | 1.1126 | 1.0458 | 4.05 | 0.64764 | 0.25524 | -0.057643 | 1.6177 | 1.4023 | -1.9839 | -0.62793
10 | 93500 | -0.24485 | 33.8857 | 0.17591 | -57.145 | -6.2673 | 2.6731 | 13.722 | 5.7216 | 1.1134 | 1.0293 | 4.0439 | 0.65905 | 0.24967 | -0.037124 | 1.6375 | 1.4123 | -1.9838 | -0.64533
10 | 94000 | -0.24504 | 33.8935 | 0.16425 | -57.1241 | -6.2536 | 2.6672 | 13.6866 | 5.7481 | 1.0897 | 1.0345 | 4.0379 | 0.64232 | 0.26331 | -0.049318 | 1.6452 | 1.4364 | -1.9497 | -0.68726
10 | 94500 | -0.24068 | 33.9022 | 0.12512 | -57.1368 | -6.2526 | 2.6658 | 13.6822 | 5.7382 | 1.1098 | 1.0082 | 4.056 | 0.66077 | 0.27713 | -0.028506 | 1.6426 | 1.4551 | -1.9908 | -0.6736
10 | 95000 | -0.24009 | 33.8517 | 0.13328 | -57.1048 | -6.2514 | 2.6719 | 13.6315 | 5.7677 | 1.0889 | 1.0033 | 4.0732 | 0.64551 | 0.24906 | -0.036475 | 1.6493 | 1.4385 | -1.9263 | -0.64494
10 | 95500 | -0.19695 | 33.8206 | 0.10854 | -57.12 | -6.2486 | 2.6499 | 13.6489 | 5.7578 | 1.1079 | 1.0339 | 4.0606 | 0.65108 | 0.2632 | -0.024172 | 1.6389 | 1.4544 | -1.9419 | -0.664
10 | 96000 | -0.17514 | 33.8918 | 0.1116 | -57.2288 | -6.2431 | 2.6725 | 13.6873 | 5.7407 | 1.1032 | 1.033 | 4.0381 | 0.69064 | 0.26265 | -0.087305 | 1.6137 | 1.4882 | -1.9214 | -0.67774
10 | 96500 | -0.23196 | 33.8864 | 0.12055 | -57.203 | -6.2456 | 2.7041 | 13.7189 | 5.7343 | 1.1187 | 1.0125 | 4.0259 | 0.69341 | 0.26703 | -0.10382 | 1.592 | 1.4681 | -1.8993 | -0.65837
10 | 97000 | -0.21258 | 33.8384 | 0.13308 | -57.1736 | -6.2474 | 2.6851 | 13.683 | 5.7553 | 1.1216 | 0.99519 | 4.0494 | 0.67185 | 0.2341 | -0.10476 | 1.6 | 1.4928 | -1.9064 | -0.61505
10 | 97500 | -0.19802 | 33.8515 | 0.12172 | -57.1592 | -6.2452 | 2.6631 | 13.6995 | 5.718 | 1.1371 | 0.98723 | 4.0463 | 0.66537 | 0.24091 | -0.12113 | 1.5817 | 1.4941 | -1.882 | -0.60106
10 | 98000 | -0.20917 | 33.8306 | 0.12084 | -57.1863 | -6.2529 | 2.6678 | 13.6774 | 5.7039 | 1.1549 | 0.98573 | 4.0456 | 0.66583 | 0.23317 | -0.10548 | 1.611 | 1.506 | -1.8864 | -0.56242
10 | 98500 | -0.19473 | 33.7881 | 0.10482 | -57.1004 | -6.2136 | 2.67 | 13.6377 | 5.676 | 1.1487 | 0.95052 | 4.0536 | 0.67484 | 0.24066 | -0.075603 | 1.5815 | 1.5124 | -1.8603 | -0.5943
10 | 99000 | -0.16415 | 33.8066 | 0.089399 | -57.11 | -6.2486 | 2.6736 | 13.6405 | 5.6762 | 1.1574 | 0.95791 | 4.0356 | 0.70094 | 0.24126 | -0.076444 | 1.5819 | 1.486 | -1.8401 | -0.60804
10 | 99500 | -0.15404 | 33.8306 | 0.080344 | -57.1164 | -6.2397 | 2.6876 | 13.6449 | 5.7044 | 1.1305 | 0.95943 | 4.0025 | 0.71923 | 0.24836 | -0.091653 | 1.5614 | 1.478 | -1.843 | -0.60243
10 | 100000 | -0.14156 | 33.8239 | 0.060692 | -57.086 | -6.2096 | 2.6932 | 13.6217 | 5.7118 | 1.1144 | 0.97387 | 4.0076 | 0.73472 | 0.2357 | -0.084121 | 1.556 | 1.4525 | -1.8943 | -0.57053
11 | 100 | -1.8463 | 32.6925 | 11.2142 | -90.8122 | -4.7407 | 12.6522 | 23.1711 | -2.2885 | 9.9368 | -1.2973 | -6.8934 | 4.9786 | 6.3292 | -2.4593 | -1.6361 | 5.7004 | 1.3727 | 3.9262
11 | 500 | -0.93591 | 36.1214 | 0.50155 | -64.807 | -13.9657 | 0.49423 | 19.2069 | 5.4251 | -0.0081608 | -1.3649 | 3.2643 | -2.1757 | -3.7619 | 0.30312 | 2.3322 | 7.3027 | 1.8363 | 10.2315
11 | 1000 | 3.2631 | 33.3674 | -3.8061 | -58.4481 | -16.1552 | 2.1873 | 16.676 | 7.1012 | 1.2839 | -0.14242 | 0.35708 | 1.8188 | -1.5359 | 0.63858 | 2.9659 | 6.2686 | -2.2897 | 6.4496
11 | 1500 | 4.7731 | 36.6635 | -2.5307 | -61.4503 | -15.4892 | 2.7225 | 15.9164 | 7.7339 | 0.6867 | -1.4788 | 1.2405 | 3.9176 | 0.63339 | 2.046 | 3.8439 | 2.5789 | -4.3052 | 2.4977
11 | 2000 | 2.3436 | 37.4614 | -1.7782 | -61.5704 | -15.4928 | 1.8345 | 15.6254 | 8.0173 | 1.2868 | -0.11739 | 3.2055 | 2.9039 | 0.52675 | 2.9533 | 2.9744 | 1.9255 | -4.062 | 1.9625
11 | 2500 | 1.4817 | 38.2492 | -2.0704 | -61.2431 | -13.8909 | 2.009 | 15.5792 | 7.1456 | 0.1896 | 1.723 | 1.6477 | 2.5797 | 0.43232 | 2.9191 | 2.6504 | 2.7518 | -2.8246 | 0.67075
11 | 3000 | 1.2627 | 37.9369 | -1.3536 | -60.3279 | -13.8677 | 1.5037 | 15.1397 | 6.3197 | 0.65902 | 2.2349 | 2.6643 | 2.7605 | 0.44929 | 2.8075 | 1.6535 | 3.0452 | -2.7955 | -0.092363
11 | 3500 | 1.2263 | 37.1312 | -1.3055 | -59.4858 | -13.1768 | 1.9144 | 13.3448 | 6.683 | 0.013417 | 2.4337 | 2.7781 | 2.906 | 0.69744 | 2.4755 | 1.1384 | 2.7688 | -1.6891 | 0.14618
11 | 4000 | 0.61118 | 37.17 | -1.4708 | -61.0241 | -13.0292 | 2.1782 | 14.0938 | 7.9504 | 0.33909 | 1.7523 | 2.1845 | 3.2079 | 1.1277 | 2.6355 | 1.6641 | 1.8707 | -0.78109 | -0.48001
11 | 4500 | 0.67633 | 37.092 | -0.9619 | -60.0152 | -12.7147 | 2.2286 | 14.0565 | 8.2883 | 0.40681 | 1.9556 | 2.3 | 2.4774 | 1.2074 | 1.6029 | 1.2313 | 1.893 | -1.934 | 0.2096
11 | 5000 | 0.34207 | 37.2348 | -0.77759 | -59.9671 | -12.2239 | 2.6135 | 14.5759 | 7.388 | -0.13746 | 1.0718 | 3.1832 | 1.982 | 0.87869 | 1.4324 | 0.79655 | 2.5214 | -1.8359 | 0.92164
11 | 5500 | 0.46245 | 36.8736 | -0.20045 | -60.4505 | -12.8942 | 2.8083 | 15.026 | 7.5561 | -0.28118 | 0.93782 | 4.0661 | 1.433 | 0.93198 | 1.104 | 0.99255 | 2.7971 | -2.0587 | 0.89576
11 | 6000 | 0.1561 | 36.8175 | -0.048257 | -59.8422 | -12.488 | 2.6964 | 14.8488 | 7.2448 | -0.41984 | 1.0413 | 4.1738 | 1.1866 | 1.0083 | 0.60302 | 0.76228 | 2.9336 | -1.8791 | 1.2049
11 | 6500 | 0.025384 | 36.7663 | 0.56686 | -58.9525 | -13.1058 | 2.4886 | 14.7915 | 6.8617 | -0.70511 | 0.69279 | 3.9023 | 0.67212 | 0.99137 | 0.44909 | 0.86563 | 3.1507 | -1.0614 | 1.6004
11 | 7000 | 0.016159 | 36.9316 | -0.093753 | -59.0833 | -12.6521 | 2.5 | 15.1396 | 6.3711 | -0.39219 | 1.3187 | 4.1047 | 0.60318 | 1.4836 | 0.33633 | 1.0826 | 2.868 | -1.5093 | 0.97518
11 | 7500 | 0.26095 | 37.1353 | 0.27209 | -58.6975 | -12.3886 | 2.1254 | 14.9278 | 6.172 | -0.35871 | 1.0551 | 4.2901 | 0.7171 | 1.6792 | 0.32061 | 0.76697 | 2.995 | -1.8841 | 0.61125
11 | 8000 | 0.037549 | 36.61 | 0.62051 | -58.0375 | -12.5004 | 2.1367 | 14.9034 | 5.9558 | -0.3047 | 0.89309 | 4.6234 | 0.8192 | 1.2434 | -0.11668 | 0.63194 | 3.3534 | -1.6596 | 0.79049
11 | 8500 | 0.13326 | 36.5574 | 0.12982 | -57.6057 | -12.7575 | 2.1461 | 14.6054 | 5.9185 | -0.59432 | 0.81247 | 4.2608 | 1.0829 | 1.3352 | 0.060587 | 1.1708 | 3.2925 | -1.374 | 0.82575
11 | 9000 | 0.13367 | 36.3806 | -0.124 | -56.9476 | -12.3587 | 2.462 | 14.5401 | 6.1863 | -0.72243 | 0.88603 | 4.2123 | 0.96032 | 1.2932 | 0.021114 | 1.279 | 3.0609 | -1.5802 | 0.31729
11 | 9500 | 0.044812 | 36.0048 | 0.16345 | -56.4336 | -11.9282 | 2.3032 | 14.144 | 5.9262 | -0.46745 | 1.0459 | 3.9284 | 0.77801 | 0.93412 | 0.21874 | 1.4129 | 3.2338 | -1.7258 | 0.41682
11 | 10000 | -0.32547 | 35.8802 | 0.1418 | -56.4482 | -11.857 | 2.2541 | 13.9418 | 5.9021 | -0.45769 | 1.2864 | 4.4246 | 0.54091 | 1.0818 | 0.10769 | 1.6075 | 3.3248 | -1.4617 | 0.056455
11 | 10500 | -0.045906 | 36.1553 | 0.30387 | -56.8405 | -11.8388 | 2.2202 | 13.8552 | 5.7604 | -0.4482 | 1.179 | 4.3196 | 0.44052 | 0.88314 | 0.045854 | 1.5205 | 3.4067 | -1.356 | 0.43906
11 | 11000 | -0.15784 | 36.004 | 0.34827 | -56.8759 | -11.8839 | 2.3094 | 13.7468 | 6.0108 | -0.30596 | 1.1255 | 4.2786 | 0.42492 | 0.9907 | 0.16417 | 1.4931 | 3.33 | -1.3239 | 0.32129
11 | 11500 | -0.021004 | 35.873 | 0.069021 | -56.2386 | -11.6025 | 2.3036 | 13.7995 | 5.9558 | -0.37862 | 0.88388 | 4.0951 | 0.41892 | 0.9199 | 0.30178 | 1.4549 | 3.2312 | -1.3845 | 0.31879
11 | 12000 | -0.025858 | 35.7654 | -0.14879 | -56.5881 | -11.5322 | 2.2831 | 14.0228 | 5.9056 | -0.28567 | 1.0073 | 3.9067 | 0.30864 | 1.185 | 0.14317 | 1.5882 | 3.322 | -0.96391 | 0.10673
11 | 12500 | -0.16895 | 35.8751 | -0.15154 | -57.0079 | -12.0161 | 2.6257 | 13.9833 | 6.191 | -0.13152 | 1.0124 | 3.9688 | 0.41963 | 1.2996 | -0.048874 | 1.545 | 3.3527 | -0.87981 | 0.13153
11 | 13000 | -0.50223 | 36.121 | -0.0071803 | -57.1687 | -12.0091 | 2.6925 | 14.2971 | 6.3967 | -0.18132 | 0.86424 | 4.0137 | 0.55283 | 1.2968 | -0.1312 | 1.5704 | 3.221 | -1.3429 | 0.31627
11 | 13500 | -0.57209 | 36.0442 | -0.040731 | -57.0114 | -11.9935 | 2.7568 | 14.3253 | 6.2926 | -0.2133 | 0.84057 | 4.0739 | 0.61259 | 1.4012 | 0.13778 | 1.4299 | 3.2532 | -1.5823 | 0.2452
11 | 14000 | -0.47745 | 36.1004 | -0.026479 | -57.0293 | -12.2537 | 2.9381 | 14.1874 | 6.3424 | -0.13583 | 1.0327 | 3.9644 | 0.61647 | 1.3941 | -0.021595 | 1.524 | 3.335 | -1.4614 | -0.029363
11 | 14500 | -0.60375 | 35.9948 | -0.021234 | -57.3748 | -12.349 | 3.0777 | 14.2107 | 6.5638 | 0.0067432 | 1.1397 | 4.2113 | 0.47832 | 1.5932 | -0.19639 | 1.6037 | 3.3004 | -1.5279 | -0.10756
11 | 15000 | -0.60961 | 36.0095 | 0.12307 | -57.197 | -12.4631 | 3.1481 | 14.1074 | 6.5613 | -0.22055 | 1.1883 | 4.3472 | 0.41166 | 1.4424 | -0.064343 | 1.6154 | 3.1301 | -1.4174 | -0.11225
11 | 15500 | -0.90436 | 35.8122 | 0.29455 | -57.2258 | -12.5158 | 3.1907 | 13.9203 | 6.594 | -0.1739 | 1.265 | 4.5339 | 0.47035 | 1.3033 | 0.090503 | 1.6285 | 3.1824 | -1.7378 | 0.27186
11 | 16000 | -1.0904 | 35.9171 | 0.35072 | -57.3155 | -12.3819 | 3.335 | 13.9678 | 6.7238 | -0.12178 | 1.0447 | 4.2303 | 0.60997 | 1.2331 | -0.027614 | 1.6297 | 3.2705 | -1.8395 | 0.46406
11 | 16500 | -0.99035 | 35.9171 | 0.37117 | -57.0891 | -12.2944 | 3.4458 | 13.8932 | 6.8716 | -0.17654 | 0.92795 | 4.2303 | 0.53713 | 1.2696 | -0.12166 | 1.6603 | 3.1977 | -2.0107 | 0.36103
11 | 17000 | -1.1038 | 35.8027 | 0.40379 | -56.8088 | -12.3233 | 3.4605 | 13.8229 | 7.0167 | -0.28731 | 0.90473 | 4.2657 | 0.55722 | 1.267 | -0.2767 | 1.8017 | 3.273 | -1.9356 | 0.15955
11 | 17500 | -1.1851 | 35.6594 | 0.51042 | -56.6388 | -12.3422 | 3.7648 | 13.9314 | 6.9034 | -0.35071 | 0.79486 | 4.2019 | 0.59874 | 1.2182 | -0.514 | 1.6835 | 3.2976 | -1.7522 | 0.21888
11 | 18000 | -1.192 | 35.5729 | 0.30869 | -56.6079 | -12.5978 | 3.6707 | 14.1129 | 6.939 | -0.32335 | 0.73005 | 4.2292 | 0.6895 | 1.1982 | -0.522 | 1.5843 | 3.3785 | -1.4812 | 0.31019
11 | 18500 | -1.101 | 35.5691 | 0.25166 | -56.7288 | -12.3804 | 3.7327 | 14.0566 | 6.9685 | -0.22169 | 0.63587 | 4.2807 | 0.69641 | 1.0714 | -0.55125 | 1.5523 | 3.2742 | -1.3508 | 0.24439
11 | 19000 | -1.0667 | 35.7348 | 0.27461 | -56.6252 | -12.2897 | 3.7655 | 14.1418 | 7.0355 | -0.22095 | 0.62688 | 4.3487 | 0.59058 | 0.94893 | -0.67148 | 1.4898 | 3.1624 | -1.3246 | 0.079055
11 | 19500 | -1.187 | 35.4965 | 0.31569 | -56.5606 | -12.2187 | 3.8051 | 14.2219 | 7.0288 | -0.20821 | 0.59288 | 4.3947 | 0.69185 | 0.98266 | -0.58727 | 1.3571 | 3.2237 | -1.2275 | -0.12142
11 | 20000 | -1.1881 | 35.5285 | 0.35607 | -56.7673 | -12.3447 | 3.6721 | 14.2769 | 7.1212 | -0.12435 | 0.68389 | 4.4901 | 0.69765 | 0.98164 | -0.35636 | 1.3442 | 3.0502 | -1.4609 | 0.039316
11 | 20500 | -1.072 | 35.5728 | 0.4352 | -56.6565 | -12.4455 | 3.6211 | 14.3473 | 7.1115 | -0.17553 | 0.59049 | 4.4679 | 0.68603 | 0.94325 | -0.18936 | 1.1652 | 3.0278 | -1.3079 | -0.12183
11 | 21000 | -1.1741 | 35.5385 | 0.46066 | -56.7201 | -12.3849 | 3.5413 | 14.3555 | 7.1247 | -0.1421 | 0.60609 | 4.3634 | 0.79436 | 0.81972 | -0.1174 | 1.1686 | 3.129 | -1.2874 | -0.075738
11 | 21500 | -1.1715 | 35.5021 | 0.31161 | -56.5779 | -12.1392 | 3.6182 | 14.1933 | 7.0909 | -0.44048 | 0.55318 | 4.5001 | 0.81666 | 0.69066 | -0.052922 | 1.206 | 3.0241 | -1.2543 | 0.12953
11 | 22000 | -1.0407 | 35.6192 | 0.49303 | -56.8942 | -12.1675 | 3.4175 | 14.4062 | 7.1052 | -0.46723 | 0.48487 | 4.4888 | 1.0751 | 0.58198 | -0.022814 | 1.1108 | 3.0273 | -1.3487 | 0.13125
11 | 22500 | -0.99968 | 35.4703 | 0.65207 | -56.7822 | -12.0669 | 3.4594 | 14.4762 | 6.9206 | -0.38322 | 0.58369 | 4.5737 | 0.96598 | 0.6021 | -0.011495 | 0.93522 | 3.051 | -1.3691 | -0.077758
11 | 23000 | -1.1107 | 35.5238 | 0.68777 | -56.7083 | -11.9945 | 3.4476 | 14.4746 | 7.0718 | -0.23462 | 0.50985 | 4.4533 | 1.1051 | 0.55594 | 0.11651 | 0.83317 | 2.9895 | -1.5122 | -0.2085
11 | 23500 | -0.99004 | 35.3953 | 0.63621 | -56.6159 | -11.8579 | 3.3769 | 14.4267 | 7.0898 | -0.26433 | 0.59331 | 4.4365 | 0.96496 | 0.69309 | 0.14401 | 0.90565 | 3.0054 | -1.4901 | -0.44967
11 | 24000 | -0.95902 | 35.382 | 0.80574 | -56.5289 | -11.9357 | 3.3122 | 14.4053 | 7.0133 | -0.30014 | 0.56952 | 4.3456 | 0.84566 | 0.72439 | 0.14525 | 0.96039 | 2.9123 | -1.3885 | -0.30949
11 | 24500 | -0.89262 | 35.4927 | 0.90137 | -56.539 | -12.0443 | 3.2966 | 14.2918 | 7.0787 | -0.31016 | 0.44288 | 4.384 | 0.75308 | 0.92821 | 0.085077 | 0.85567 | 2.8688 | -1.4277 | -0.16507
11 | 25000 | -0.98362 | 35.5435 | 0.94595 | -56.613 | -12.1756 | 3.2645 | 14.1858 | 7.1914 | -0.32125 | 0.59772 | 4.3601 | 0.82951 | 0.83561 | 0.11691 | 1.0622 | 2.827 | -1.5568 | -0.11012
11 | 25500 | -0.99841 | 35.6201 | 0.92895 | -56.6254 | -12.2106 | 3.2582 | 14.0783 | 7.1274 | -0.09251 | 0.5361 | 4.3574 | 0.9241 | 0.89045 | 0.093618 | 1.0165 | 2.7549 | -1.3439 | -0.31532
11 | 26000 | -0.95184 | 35.5958 | 0.91229 | -56.7114 | -12.2777 | 3.32 | 14.1023 | 7.0954 | -0.029649 | 0.4964 | 4.2587 | 0.82922 | 0.88924 | 0.070832 | 1.0488 | 2.8467 | -1.1697 | -0.32546
11 | 26500 | -0.84432 | 35.5426 | 0.92771 | -56.7597 | -12.3662 | 3.3727 | 14.0931 | 7.2197 | -0.031324 | 0.51042 | 4.3688 | 0.7627 | 0.79174 | 0.1398 | 1.0991 | 2.7074 | -1.1639 | -0.37012
11 | 27000 | -0.91276 | 35.5854 | 0.95455 | -56.6286 | -12.3793 | 3.4717 | 13.9662 | 7.2021 | -0.029464 | 0.49075 | 4.364 | 0.57587 | 0.85352 | 0.068326 | 1.1588 | 2.8356 | -1.0688 | -0.50785
11 | 27500 | -0.97506 | 35.4986 | 0.9765 | -56.7523 | -12.3801 | 3.4775 | 13.8898 | 7.1112 | -0.042556 | 0.43741 | 4.4278 | 0.54607 | 0.99912 | 0.084279 | 1.1759 | 2.8992 | -0.98839 | -0.38476
11 | 28000 | -1.0625 | 35.391 | 0.91778 | -56.6306 | -12.332 | 3.5239 | 13.8911 | 7.1317 | -0.014147 | 0.60026 | 4.4346 | 0.52766 | 1.0376 | 0.002494 | 1.1631 | 2.837 | -0.89475 | -0.52414
11 | 28500 | -1.1029 | 35.4331 | 0.9257 | -56.6768 | -12.2617 | 3.5711 | 13.8403 | 7.0879 | 0.097313 | 0.58321 | 4.4103 | 0.54715 | 1.0481 | 0.024074 | 1.2864 | 2.721 | -0.77792 | -0.75626
11 | 29000 | -1.0403 | 35.5031 | 0.80791 | -56.7924 | -12.2048 | 3.5247 | 13.8648 | 7.1201 | 0.07222 | 0.5255 | 4.3856 | 0.39415 | 1.1019 | 0.1705 | 1.2179 | 2.7729 | -0.7101 | -0.71362
11 | 29500 | -1.0205 | 35.4517 | 0.90448 | -56.6686 | -12.2705 | 3.412 | 13.8173 | 7.0667 | -0.077575 | 0.56893 | 4.399 | 0.52298 | 1.1676 | 0.077469 | 1.2577 | 2.7402 | -0.72225 | -0.62651
11 | 30000 | -0.92037 | 35.4809 | 0.81192 | -56.6136 | -12.2914 | 3.4152 | 13.7626 | 7.0704 | -0.14192 | 0.57191 | 4.4782 | 0.53451 | 1.1856 | -0.063761 | 1.2354 | 2.7832 | -0.67369 | -0.62507
11 | 30500 | -0.86019 | 35.3715 | 0.85545 | -56.5457 | -12.2211 | 3.3917 | 13.7335 | 7.0801 | -0.12522 | 0.61696 | 4.4948 | 0.55633 | 1.0402 | -0.018154 | 1.1567 | 2.7634 | -0.77865 | -0.51161
11 | 31000 | -0.75042 | 35.374 | 0.9244 | -56.6439 | -12.263 | 3.3518 | 13.8232 | 7.0632 | -0.21869 | 0.69209 | 4.534 | 0.58452 | 1.08 | -0.059152 | 1.276 | 2.5825 | -0.66923 | -0.68124
11 | 31500 | -0.67779 | 35.3976 | 0.84935 | -56.5797 | -12.2419 | 3.3991 | 13.8864 | 7.0012 | -0.12446 | 0.6351 | 4.4996 | 0.57062 | 1.0107 | -0.10503 | 1.2678 | 2.5247 | -0.75955 | -0.55369
11 | 32000 | -0.70677 | 35.3819 | 0.85836 | -56.5576 | -12.2428 | 3.3648 | 13.8188 | 6.9795 | -0.020111 | 0.59858 | 4.4939 | 0.55757 | 0.99234 | -0.13816 | 1.3296 | 2.432 | -0.76057 | -0.38142
11 | 32500 | -0.67136 | 35.4032 | 0.92024 | -56.574 | -12.2056 | 3.2597 | 13.9136 | 7.0197 | 0.0049896 | 0.58597 | 4.4587 | 0.73071 | 0.92551 | -0.16965 | 1.3453 | 2.4202 | -0.94797 | -0.41914
11 | 33000 | -0.65076 | 35.4267 | 0.84841 | -56.7948 | -12.2262 | 3.1467 | 13.9158 | 7.0336 | 0.0029616 | 0.60976 | 4.4437 | 0.73781 | 1.008 | -0.18844 | 1.3977 | 2.5174 | -0.92986 | -0.29849
11 | 33500 | -0.62536 | 35.3958 | 0.81722 | -56.6444 | -12.2294 | 3.0674 | 13.8681 | 6.997 | 0.073954 | 0.60868 | 4.4542 | 0.65881 | 1.0029 | -0.19126 | 1.3916 | 2.5226 | -0.90574 | -0.26214
11 | 34000 | -0.58155 | 35.512 | 0.7344 | -56.8972 | -12.1307 | 2.973 | 13.9354 | 7.0445 | 0.13574 | 0.58126 | 4.4812 | 0.71591 | 1.0559 | -0.18787 | 1.4409 | 2.4941 | -1.1181 | -0.18878
11 | 34500 | -0.5491 | 35.4734 | 0.69111 | -57.0081 | -12.1519 | 3.1073 | 14.0015 | 7.1085 | 0.19893 | 0.63025 | 4.517 | 0.73221 | 1.0506 | -0.14722 | 1.3869 | 2.4282 | -1.1835 | -0.28613
11 | 35000 | -0.51976 | 35.4259 | 0.66229 | -57.0533 | -12.0681 | 3.1397 | 14.0602 | 7.0446 | 0.21277 | 0.64226 | 4.5371 | 0.76561 | 1.0949 | -0.13206 | 1.4225 | 2.3561 | -1.2665 | -0.32405
11 | 35500 | -0.4961 | 35.4189 | 0.61987 | -57.0931 | -12.1135 | 3.1924 | 14.1759 | 7.0589 | 0.11017 | 0.63765 | 4.5101 | 0.75993 | 1.1159 | -0.086371 | 1.4212 | 2.3837 | -1.208 | -0.40748
11 | 36000 | -0.48924 | 35.3635 | 0.55125 | -57.1071 | -12.1106 | 3.1928 | 14.2313 | 7.0549 | 0.16644 | 0.64174 | 4.5339 | 0.72398 | 1.0801 | -0.083762 | 1.4061 | 2.4697 | -1.2251 | -0.39987
11 | 36500 | -0.3804 | 35.3274 | 0.48105 | -57.0227 | -12.0125 | 3.1457 | 14.2685 | 7.0386 | 0.16344 | 0.63884 | 4.5346 | 0.69601 | 1.0441 | -0.17723 | 1.4202 | 2.3275 | -1.136 | -0.35731
11 | 37000 | -0.39856 | 35.2897 | 0.52563 | -56.9812 | -12.0219 | 3.1624 | 14.2327 | 7.0689 | 0.17066 | 0.59716 | 4.5739 | 0.65231 | 1.0214 | -0.15327 | 1.3855 | 2.3508 | -1.0464 | -0.42978
11 | 37500 | -0.33125 | 35.3404 | 0.52802 | -56.9744 | -12.0575 | 3.2286 | 14.3366 | 7.0719 | 0.14633 | 0.53416 | 4.5628 | 0.66496 | 0.95815 | -0.076145 | 1.3338 | 2.2941 | -1.0497 | -0.51107
11 | 38000 | -0.40751 | 35.3548 | 0.61478 | -56.9853 | -12.1242 | 3.1494 | 14.2977 | 6.9905 | 0.15768 | 0.56612 | 4.628 | 0.62783 | 0.9736 | 0.035435 | 1.3647 | 2.1838 | -1.0704 | -0.35691
11 | 38500 | -0.43771 | 35.3953 | 0.67618 | -57.0728 | -12.1712 | 3.1766 | 14.3334 | 7.0537 | 0.11576 | 0.50998 | 4.6608 | 0.71072 | 0.97847 | 0.055036 | 1.4058 | 2.1865 | -1.1277 | -0.44889
11 | 39000 | -0.42802 | 35.421 | 0.69012 | -57.026 | -12.1658 | 3.1432 | 14.3868 | 7.1048 | 0.17357 | 0.46798 | 4.6664 | 0.75347 | 0.983 | 0.048563 | 1.3746 | 2.0952 | -1.1107 | -0.57816
11 | 39500 | -0.49256 | 35.4032 | 0.65811 | -56.9207 | -12.1556 | 3.1 | 14.4113 | 6.9717 | 0.19 | 0.46639 | 4.6142 | 0.78918 | 1.0683 | 0.06806 | 1.3465 | 2.1237 | -1.0297 | -0.61191
11 | 40000 | -0.47282 | 35.3414 | 0.68583 | -56.7838 | -12.2209 | 3.1332 | 14.4178 | 6.9765 | 0.22335 | 0.48368 | 4.5699 | 0.69366 | 1.049 | 0.13783 | 1.3342 | 2.0823 | -1.0597 | -0.59137
11 | 40500 | -0.4305 | 35.3341 | 0.70369 | -56.8648 | -12.2993 | 3.0838 | 14.3881 | 7.0609 | 0.24058 | 0.46139 | 4.6423 | 0.66276 | 1.0482 | 0.14481 | 1.3664 | 2.0372 | -1.0199 | -0.5596
11 | 41000 | -0.50109 | 35.3607 | 0.66599 | -56.9068 | -12.2734 | 3.1427 | 14.425 | 7.0198 | 0.24377 | 0.38086 | 4.6378 | 0.68625 | 1.0427 | 0.14295 | 1.4174 | 2.0207 | -1.0149 | -0.49055
11 | 41500 | -0.48434 | 35.2386 | 0.78045 | -56.649 | -12.2485 | 3.2174 | 14.2929 | 6.9891 | 0.2488 | 0.42605 | 4.6713 | 0.6723 | 1.0098 | 0.080973 | 1.3325 | 2.0031 | -1.1082 | -0.47323
11 | 42000 | -0.43806 | 35.1881 | 0.64453 | -56.5991 | -12.2072 | 3.233 | 14.2916 | 6.9502 | 0.32054 | 0.45787 | 4.7027 | 0.67232 | 0.88698 | 0.10345 | 1.2995 | 2.0247 | -1.1331 | -0.39785
11 | 42500 | -0.42284 | 35.2364 | 0.57769 | -56.6254 | -12.1854 | 3.1551 | 14.2769 | 6.9524 | 0.27831 | 0.52914 | 4.6571 | 0.59984 | 0.94128 | 0.20174 | 1.2639 | 1.9965 | -1.1055 | -0.32715
11 | 43000 | -0.41899 | 35.2533 | 0.58152 | -56.6121 | -12.2614 | 3.1828 | 14.3252 | 6.9719 | 0.22698 | 0.56068 | 4.6527 | 0.63535 | 0.89821 | 0.26546 | 1.2794 | 2.0135 | -1.1087 | -0.4458
11 | 43500 | -0.42137 | 35.135 | 0.59537 | -56.5604 | -12.2601 | 3.2138 | 14.3025 | 6.9295 | 0.26483 | 0.56892 | 4.6502 | 0.57501 | 0.89802 | 0.29329 | 1.2711 | 2.0016 | -1.108 | -0.34913
11 | 44000 | -0.3639 | 35.1007 | 0.59886 | -56.5866 | -12.2787 | 3.2355 | 14.3049 | 6.904 | 0.2422 | 0.62483 | 4.703 | 0.5039 | 0.96626 | 0.25332 | 1.2058 | 1.9881 | -1.0974 | -0.30466
11 | 44500 | -0.39889 | 35.0918 | 0.57703 | -56.5482 | -12.2297 | 3.268 | 14.3371 | 6.9109 | 0.17863 | 0.58772 | 4.7131 | 0.52791 | 0.92058 | 0.27547 | 1.2597 | 1.9727 | -1.1112 | -0.33264
11 | 45000 | -0.41276 | 35.0493 | 0.64908 | -56.5916 | -12.2168 | 3.2489 | 14.2982 | 6.9822 | 0.13685 | 0.58204 | 4.7171 | 0.54115 | 0.89002 | 0.24287 | 1.2751 | 2.0056 | -1.0927 | -0.30466
11 | 45500 | -0.42025 | 34.992 | 0.64933 | -56.5674 | -12.2158 | 3.1809 | 14.2448 | 6.9604 | 0.14622 | 0.60951 | 4.7345 | 0.5349 | 0.91016 | 0.28792 | 1.2926 | 2.0636 | -1.1525 | -0.25106
11 | 46000 | -0.37141 | 35.0101 | 0.65801 | -56.6387 | -12.3139 | 3.1988 | 14.2714 | 6.9194 | 0.19683 | 0.60226 | 4.7207 | 0.59579 | 0.93039 | 0.35287 | 1.2914 | 2.0221 | -1.1992 | -0.2467
11 | 46500 | -0.347 | 34.9313 | 0.636 | -56.7219 | -12.2232 | 3.1676 | 14.291 | 6.952 | 0.15469 | 0.60967 | 4.712 | 0.62884 | 0.95839 | 0.28946 | 1.2681 | 1.938 | -1.1132 | -0.13178
11 | 47000 | -0.30143 | 34.9064 | 0.67301 | -56.768 | -12.1151 | 3.1385 | 14.3077 | 6.9054 | 0.16744 | 0.56664 | 4.7043 | 0.60935 | 1.017 | 0.27002 | 1.2487 | 1.9218 | -1.0698 | -0.18202
11 | 47500 | -0.28861 | 34.8375 | 0.72864 | -56.7311 | -12.1277 | 3.1544 | 14.2629 | 6.9219 | 0.11495 | 0.50211 | 4.7253 | 0.65562 | 0.97902 | 0.29468 | 1.2277 | 2.0199 | -1.0767 | -0.20033
11 | 48000 | -0.28211 | 34.8827 | 0.79675 | -56.6981 | -12.2147 | 3.2224 | 14.2868 | 6.7964 | 0.14971 | 0.54114 | 4.7384 | 0.60648 | 0.99242 | 0.24931 | 1.192 | 2.0623 | -1.0813 | -0.24059
11 | 48500 | -0.25012 | 34.942 | 0.77704 | -56.6781 | -12.2531 | 3.2846 | 14.2572 | 6.724 | 0.12704 | 0.58188 | 4.7643 | 0.55792 | 0.98425 | 0.26413 | 1.1411 | 2.0812 | -1.0527 | -0.25253
11 | 49000 | -0.2286 | 35.0245 | 0.75799 | -56.7903 | -12.2716 | 3.2199 | 14.2916 | 6.7519 | 0.1359 | 0.61473 | 4.7537 | 0.58578 | 0.97174 | 0.31105 | 1.0917 | 2.1177 | -1.0917 | -0.24612
11 | 49500 | -0.28091 | 35.1591 | 0.76699 | -56.8485 | -12.2901 | 3.2925 | 14.3078 | 6.7585 | 0.1573 | 0.63976 | 4.78 | 0.57622 | 0.89408 | 0.25657 | 1.1256 | 2.0734 | -1.1125 | -0.25602
11 | 50000 | -0.3052 | 35.2313 | 0.70015 | -56.7976 | -12.275 | 3.2978 | 14.2946 | 6.7247 | 0.13209 | 0.61223 | 4.7909 | 0.59142 | 0.79683 | 0.22638 | 1.1601 | 2.0804 | -1.0545 | -0.20655
11 | 50500 | -0.30729 | 35.1986 | 0.70946 | -56.7165 | -12.287 | 3.2266 | 14.2864 | 6.821 | 0.1359 | 0.61329 | 4.7977 | 0.69468 | 0.72339 | 0.24811 | 1.1591 | 2.0004 | -1.0594 | -0.24448
11 | 51000 | -0.2532 | 35.1792 | 0.67664 | -56.8039 | -12.2941 | 3.1857 | 14.2915 | 6.8677 | 0.10965 | 0.66809 | 4.8232 | 0.74659 | 0.69548 | 0.27153 | 1.1064 | 2.0603 | -0.94523 | -0.38553
11 | 51500 | -0.28965 | 35.2551 | 0.63965 | -56.844 | -12.2977 | 3.2096 | 14.2985 | 6.8736 | 0.105 | 0.67586 | 4.8612 | 0.71421 | 0.65633 | 0.26104 | 1.1484 | 2.1212 | -0.99416 | -0.39429
11 | 52000 | -0.29199 | 35.2682 | 0.59895 | -56.9751 | -12.2334 | 3.2577 | 14.2831 | 6.8283 | 0.16548 | 0.66048 | 4.8261 | 0.68149 | 0.67902 | 0.22912 | 1.1683 | 2.1486 | -0.96605 | -0.32836
11 | 52500 | -0.33496 | 35.2492 | 0.61967 | -57.0442 | -12.1651 | 3.2621 | 14.3003 | 6.8683 | 0.12129 | 0.71895 | 4.822 | 0.66394 | 0.69611 | 0.18534 | 1.1846 | 2.2004 | -1.0359 | -0.3121
11 | 53000 | -0.30063 | 35.2246 | 0.58977 | -57.0303 | -12.2867 | 3.2499 | 14.3161 | 6.8019 | 0.14365 | 0.78459 | 4.8665 | 0.63287 | 0.77757 | 0.25895 | 1.1603 | 2.1329 | -0.9003 | -0.42168
11 | 53500 | -0.30367 | 35.2432 | 0.57437 | -57.0372 | -12.3038 | 3.2741 | 14.3165 | 6.8245 | 0.15725 | 0.86621 | 4.8524 | 0.62327 | 0.80157 | 0.3203 | 1.2026 | 2.0655 | -0.94989 | -0.52724
11 | 54000 | -0.28705 | 35.203 | 0.53845 | -57.0786 | -12.2718 | 3.2603 | 14.2763 | 6.7975 | 0.19176 | 0.85829 | 4.8296 | 0.70617 | 0.76308 | 0.31296 | 1.19 | 2.1311 | -0.95506 | -0.46596
11 | 54500 | -0.31387 | 35.1821 | 0.47206 | -57.0387 | -12.1966 | 3.2497 | 14.3269 | 6.8119 | 0.18808 | 0.82852 | 4.8104 | 0.73357 | 0.7078 | 0.27874 | 1.2062 | 2.1335 | -0.96734 | -0.413
11 | 55000 | -0.32331 | 35.1757 | 0.4429 | -57.1108 | -12.1802 | 3.1997 | 14.3686 | 6.7934 | 0.12612 | 0.85935 | 4.8521 | 0.80191 | 0.72401 | 0.25654 | 1.2404 | 2.1117 | -0.96127 | -0.37678
11 | 55500 | -0.27176 | 35.1941 | 0.3872 | -56.9958 | -12.2001 | 3.2101 | 14.4035 | 6.7875 | 0.10272 | 0.82853 | 4.8276 | 0.73949 | 0.69142 | 0.26716 | 1.242 | 2.108 | -0.91928 | -0.40247
11 | 56000 | -0.3493 | 35.21 | 0.31944 | -56.8873 | -12.1777 | 3.2162 | 14.4016 | 6.7685 | 0.094492 | 0.8368 | 4.8658 | 0.71677 | 0.70191 | 0.2617 | 1.2459 | 2.0944 | -0.89404 | -0.42514
11 | 56500 | -0.28656 | 35.2069 | 0.30684 | -56.8343 | -12.199 | 3.241 | 14.3998 | 6.7481 | 0.10331 | 0.86379 | 4.8708 | 0.65516 | 0.7274 | 0.19683 | 1.2121 | 2.076 | -0.93314 | -0.35514
11 | 57000 | -0.26283 | 35.2592 | 0.30603 | -56.8793 | -12.1943 | 3.1765 | 14.4082 | 6.7716 | 0.129 | 0.97077 | 4.8773 | 0.6766 | 0.67808 | 0.18338 | 1.15 | 1.9935 | -0.9718 | -0.27183
11 | 57500 | -0.26208 | 35.304 | 0.35862 | -56.9336 | -12.1321 | 3.1468 | 14.4616 | 6.6921 | 0.16963 | 0.98832 | 4.8944 | 0.6787 | 0.64909 | 0.16515 | 1.1131 | 1.9598 | -1.0094 | -0.24403
11 | 58000 | -0.21838 | 35.2975 | 0.35217 | -56.9268 | -12.0789 | 3.0997 | 14.438 | 6.6942 | 0.1843 | 0.95171 | 4.8867 | 0.71612 | 0.62581 | 0.1593 | 1.1218 | 2.0126 | -1.0251 | -0.29084
11 | 58500 | -0.20791 | 35.3472 | 0.28618 | -56.8816 | -11.985 | 3.1176 | 14.4877 | 6.7004 | 0.21507 | 0.94678 | 4.8476 | 0.65467 | 0.5768 | 0.17598 | 1.0899 | 2.0458 | -1.0266 | -0.39075
11 | 59000 | -0.15294 | 35.3793 | 0.28852 | -56.9382 | -11.9476 | 3.1328 | 14.4824 | 6.7039 | 0.25685 | 0.93505 | 4.8863 | 0.68119 | 0.58799 | 0.13691 | 1.1123 | 2.0006 | -1.1302 | -0.41532
11 | 59500 | -0.13489 | 35.4358 | 0.30877 | -56.9545 | -11.9664 | 3.1467 | 14.5103 | 6.6678 | 0.255 | 0.9317 | 4.8939 | 0.71542 | 0.56742 | 0.14035 | 1.1143 | 1.9912 | -1.1075 | -0.51534
11 | 60000 | -0.081825 | 35.41 | 0.36524 | -56.9277 | -11.9494 | 3.1891 | 14.4536 | 6.6665 | 0.22835 | 0.91671 | 4.9057 | 0.69485 | 0.50851 | 0.16218 | 1.1212 | 1.975 | -1.083 | -0.55498
11 | 60500 | -0.073904 | 35.4193 | 0.3254 | -56.8062 | -11.9397 | 3.1309 | 14.4685 | 6.6521 | 0.30468 | 0.90712 | 4.8935 | 0.70128 | 0.50901 | 0.083864 | 1.1248 | 2.0039 | -1.1291 | -0.57535
11 | 61000 | -0.054009 | 35.4537 | 0.2846 | -56.8616 | -12.0185 | 3.1041 | 14.442 | 6.6587 | 0.31768 | 0.99116 | 4.9151 | 0.73623 | 0.50125 | 0.15554 | 1.0975 | 2.009 | -1.1239 | -0.60847
11 | 61500 | -0.036868 | 35.3631 | 0.31824 | -56.8076 | -12.0058 | 3.053 | 14.4779 | 6.5721 | 0.33945 | 0.99302 | 4.8739 | 0.75119 | 0.50879 | 0.1051 | 1.0505 | 2.0281 | -1.0793 | -0.5048
11 | 62000 | -0.0091796 | 35.3329 | 0.32926 | -56.7391 | -11.9817 | 3.0573 | 14.4648 | 6.594 | 0.26688 | 0.9939 | 4.9013 | 0.72744 | 0.53383 | 0.055014 | 1.0212 | 2.0081 | -1.0761 | -0.47977
11 | 62500 | -0.028307 | 35.3736 | 0.30341 | -56.6925 | -11.9824 | 3.0601 | 14.4529 | 6.6528 | 0.28285 | 0.96051 | 4.9044 | 0.69674 | 0.52325 | 0.055736 | 1.0467 | 1.9849 | -1.1478 | -0.44679
11 | 63000 | -0.02933 | 35.3488 | 0.31581 | -56.6885 | -11.9423 | 3.081 | 14.4579 | 6.6476 | 0.26678 | 0.98024 | 4.8788 | 0.71223 | 0.50215 | 0.049463 | 1.0436 | 1.9693 | -1.1839 | -0.40971
11 | 63500 | -0.064203 | 35.375 | 0.25606 | -56.7202 | -11.957 | 3.1152 | 14.4797 | 6.6976 | 0.26153 | 0.95699 | 4.8302 | 0.68444 | 0.54741 | -0.0037088 | 1.0663 | 1.9321 | -1.1448 | -0.31274
11 | 64000 | -0.11008 | 35.2765 | 0.22813 | -56.5606 | -11.9416 | 3.1006 | 14.4615 | 6.6986 | 0.22994 | 0.97828 | 4.7931 | 0.71359 | 0.56677 | -0.061788 | 1.1049 | 1.9356 | -1.0855 | -0.32793
11 | 64500 | -0.092333 | 35.2928 | 0.25297 | -56.5957 | -11.9994 | 3.0831 | 14.4691 | 6.7144 | 0.19955 | 0.98152 | 4.7963 | 0.76314 | 0.56279 | -0.090718 | 1.1202 | 1.9258 | -1.0531 | -0.33046
11 | 65000 | -0.099284 | 35.3056 | 0.26692 | -56.6095 | -12.0316 | 3.0807 | 14.4677 | 6.6636 | 0.11133 | 0.99262 | 4.8166 | 0.77381 | 0.55062 | -0.074057 | 1.1036 | 1.9691 | -1.0302 | -0.25773
11 | 65500 | -0.1576 | 35.3286 | 0.23666 | -56.6322 | -12.035 | 3.0494 | 14.4653 | 6.6597 | 0.16261 | 0.98473 | 4.8204 | 0.77991 | 0.52272 | -0.028908 | 1.123 | 2.0056 | -0.99889 | -0.28603
11 | 66000 | -0.1499 | 35.3258 | 0.22922 | -56.6945 | -11.9897 | 3.0493 | 14.4341 | 6.7394 | 0.16807 | 0.9709 | 4.8243 | 0.79981 | 0.48934 | 0.02996 | 1.122 | 2.0319 | -1.062 | -0.31803
11 | 66500 | -0.12726 | 35.3279 | 0.23188 | -56.7068 | -11.9928 | 3.0512 | 14.4417 | 6.6995 | 0.20195 | 1.0681 | 4.8469 | 0.80763 | 0.47322 | -0.020049 | 1.0953 | 2.0523 | -1.113 | -0.33786
11 | 67000 | -0.093184 | 35.3139 | 0.2329 | -56.6655 | -11.978 | 3.0214 | 14.3787 | 6.6928 | 0.23056 | 1.0584 | 4.8362 | 0.80936 | 0.43666 | -0.025244 | 1.1113 | 2.0331 | -0.99651 | -0.39687
11 | 67500 | -0.10907 | 35.3133 | 0.22295 | -56.6279 | -11.9837 | 3.0273 | 14.3902 | 6.72 | 0.18494 | 1.0616 | 4.8491 | 0.84878 | 0.44048 | -0.017504 | 1.1717 | 2.0035 | -1.0366 | -0.4591
11 | 68000 | -0.12433 | 35.3136 | 0.24835 | -56.6685 | -11.9997 | 3.0411 | 14.4296 | 6.695 | 0.21815 | 1.0684 | 4.9073 | 0.84166 | 0.49594 | -0.037616 | 1.1637 | 1.9923 | -1.082 | -0.50305
11 | 68500 | -0.11533 | 35.3312 | 0.25238 | -56.6798 | -12.0429 | 3.0512 | 14.4521 | 6.6532 | 0.22841 | 1.0644 | 4.8928 | 0.85011 | 0.48155 | -0.031614 | 1.174 | 1.998 | -1.0363 | -0.52335
11 | 69000 | -0.12444 | 35.398 | 0.28677 | -56.7502 | -12.0401 | 3.0383 | 14.4724 | 6.6765 | 0.22047 | 1.0316 | 4.925 | 0.85829 | 0.44899 | -0.046303 | 1.1767 | 1.9806 | -0.99624 | -0.55652
11 | 69500 | -0.12479 | 35.3995 | 0.21959 | -56.7743 | -12.02 | 3.0668 | 14.4754 | 6.7127 | 0.21976 | 1.059 | 4.91 | 0.83344 | 0.46195 | -0.012733 | 1.1775 | 1.9683 | -1.0104 | -0.56177
11 | 70000 | -0.14084 | 35.3607 | 0.2039 | -56.7847 | -12.0007 | 3.1065 | 14.4804 | 6.7569 | 0.26264 | 1.0831 | 4.9034 | 0.84335 | 0.46422 | -0.093836 | 1.1628 | 2.007 | -1.0301 | -0.58475
11 | 70500 | -0.098904 | 35.3813 | 0.18323 | -56.8023 | -12.0368 | 3.0995 | 14.458 | 6.7081 | 0.28911 | 1.1081 | 4.9276 | 0.88221 | 0.43881 | -0.10977 | 1.1698 | 2.0424 | -1.0112 | -0.62921
11 | 71000 | -0.072858 | 35.3783 | 0.16026 | -56.7982 | -12.05 | 3.1124 | 14.486 | 6.6873 | 0.30055 | 1.1252 | 4.9094 | 0.91804 | 0.45491 | -0.068179 | 1.1606 | 1.9974 | -1.0741 | -0.62678
11 | 71500 | -0.026404 | 35.4297 | 0.16904 | -56.8714 | -12.0742 | 3.1501 | 14.4763 | 6.6524 | 0.26791 | 1.152 | 4.9341 | 0.90435 | 0.43076 | -0.077954 | 1.1321 | 2.0065 | -1.0749 | -0.58054
11 | 72000 | 0.0012965 | 35.3959 | 0.15507 | -56.8092 | -12.0926 | 3.1192 | 14.4962 | 6.5916 | 0.33746 | 1.1361 | 4.9303 | 0.89645 | 0.47941 | -0.14053 | 1.1458 | 1.9886 | -1.0891 | -0.54182
11 | 72500 | -0.029722 | 35.4112 | 0.15567 | -56.8233 | -12.0899 | 3.1019 | 14.4838 | 6.5914 | 0.34585 | 1.1084 | 4.9402 | 0.92787 | 0.51212 | -0.13737 | 1.1652 | 1.9923 | -1.121 | -0.53457
11 | 73000 | -0.04082 | 35.3855 | 0.1365 | -56.7922 | -12.0792 | 3.0738 | 14.4778 | 6.513 | 0.4066 | 1.1229 | 4.8757 | 0.94296 | 0.53113 | -0.11713 | 1.2086 | 1.9626 | -1.0845 | -0.52326
11 | 73500 | -0.017427 | 35.4026 | 0.12418 | -56.7989 | -12.0966 | 3.0841 | 14.4902 | 6.4953 | 0.41058 | 1.0971 | 4.8687 | 0.97735 | 0.50455 | -0.086969 | 1.2306 | 1.939 | -1.1085 | -0.51578
11 | 74000 | -0.030456 | 35.4047 | 0.12644 | -56.8782 | -12.0395 | 3.0933 | 14.4992 | 6.5331 | 0.38561 | 1.0998 | 4.8936 | 1.0283 | 0.49261 | -0.068714 | 1.2988 | 1.9113 | -1.2237 | -0.52629
11 | 74500 | -0.023433 | 35.3969 | 0.17034 | -56.8522 | -12.0955 | 3.1424 | 14.5319 | 6.5374 | 0.37302 | 1.1176 | 4.8534 | 0.99338 | 0.45904 | -0.093786 | 1.3041 | 1.9449 | -1.2459 | -0.51367
11 | 75000 | -0.074269 | 35.3756 | 0.20869 | -56.8261 | -12.0703 | 3.1284 | 14.5393 | 6.5197 | 0.40975 | 1.108 | 4.8707 | 0.97822 | 0.47693 | -0.12029 | 1.2988 | 1.9177 | -1.277 | -0.46379
11 | 75500 | -0.10961 | 35.3751 | 0.20002 | -56.8506 | -12.1266 | 3.1714 | 14.5539 | 6.5326 | 0.42287 | 1.1313 | 4.854 | 1.008 | 0.45121 | -0.12842 | 1.3058 | 1.9002 | -1.2487 | -0.44253
11 | 76000 | -0.15691 | 35.3553 | 0.21746 | -56.838 | -12.1355 | 3.1633 | 14.4966 | 6.4948 | 0.42445 | 1.1552 | 4.9047 | 1.0034 | 0.44021 | -0.11825 | 1.3392 | 1.914 | -1.2355 | -0.42445
11 | 76500 | -0.20146 | 35.3672 | 0.21626 | -56.8289 | -12.1589 | 3.1636 | 14.487 | 6.4507 | 0.50876 | 1.144 | 4.9147 | 1.0219 | 0.45258 | -0.088332 | 1.2916 | 1.9175 | -1.2213 | -0.4371
11 | 77000 | -0.2093 | 35.3729 | 0.26192 | -56.8256 | -12.1858 | 3.1485 | 14.5059 | 6.4559 | 0.51157 | 1.1106 | 4.9459 | 0.97819 | 0.43437 | -0.04239 | 1.324 | 1.9017 | -1.185 | -0.50337
11 | 77500 | -0.25482 | 35.3816 | 0.29362 | -56.8262 | -12.2128 | 3.1206 | 14.4989 | 6.4557 | 0.50417 | 1.1354 | 4.9433 | 0.96064 | 0.42444 | -0.064296 | 1.3196 | 1.974 | -1.1844 | -0.46953
11 | 78000 | -0.22443 | 35.3767 | 0.30688 | -56.7833 | -12.177 | 3.0765 | 14.4576 | 6.4289 | 0.52875 | 1.1429 | 4.9311 | 0.97945 | 0.47332 | -0.070279 | 1.3131 | 1.9403 | -1.2124 | -0.48809
11 | 78500 | -0.23406 | 35.397 | 0.31368 | -56.7392 | -12.1913 | 3.0203 | 14.4624 | 6.401 | 0.54773 | 1.1399 | 4.9027 | 0.94773 | 0.46436 | -0.044068 | 1.3365 | 1.9306 | -1.1736 | -0.48164
11 | 79000 | -0.25562 | 35.3775 | 0.3294 | -56.6955 | -12.1968 | 2.9947 | 14.4544 | 6.4076 | 0.51268 | 1.1516 | 4.9226 | 0.98584 | 0.42358 | -0.035061 | 1.3304 | 1.8991 | -1.1562 | -0.45021
11 | 79500 | -0.25243 | 35.3812 | 0.31522 | -56.7307 | -12.2323 | 3.0209 | 14.4627 | 6.443 | 0.50387 | 1.1536 | 4.9295 | 0.97958 | 0.41516 | -0.051649 | 1.3681 | 1.9112 | -1.1133 | -0.50377
11 | 80000 | -0.23953 | 35.3382 | 0.31288 | -56.6898 | -12.1941 | 3.0501 | 14.4667 | 6.4363 | 0.47513 | 1.1979 | 4.9085 | 1.021 | 0.42268 | -0.094018 | 1.3562 | 1.845 | -1.1225 | -0.4907
11 | 80500 | -0.2283 | 35.4189 | 0.27436 | -56.768 | -12.1851 | 2.9966 | 14.4829 | 6.4471 | 0.49859 | 1.1829 | 4.9462 | 1.0409 | 0.38409 | -0.097882 | 1.3749 | 1.8307 | -1.0497 | -0.54916
11 | 81000 | -0.23398 | 35.3972 | 0.27349 | -56.7889 | -12.1934 | 2.9915 | 14.4871 | 6.4364 | 0.45586 | 1.2331 | 4.9516 | 1.0242 | 0.37423 | -0.074815 | 1.413 | 1.8467 | -1.0613 | -0.53196
11 | 81500 | -0.20801 | 35.4091 | 0.24486 | -56.759 | -12.2143 | 3.0101 | 14.5082 | 6.4595 | 0.44787 | 1.2291 | 4.9043 | 1.0138 | 0.3655 | -0.062306 | 1.4668 | 1.8203 | -1.1076 | -0.52831
11 | 82000 | -0.19229 | 35.4234 | 0.25178 | -56.6697 | -12.2342 | 3.0232 | 14.459 | 6.4861 | 0.48699 | 1.2328 | 4.9305 | 0.98273 | 0.3543 | -0.064646 | 1.4412 | 1.8056 | -1.1298 | -0.58709
11 | 82500 | -0.18942 | 35.4431 | 0.26073 | -56.6876 | -12.2758 | 3.0231 | 14.4468 | 6.4663 | 0.51008 | 1.1969 | 4.9465 | 0.97452 | 0.35019 | -0.040352 | 1.4756 | 1.7776 | -1.1539 | -0.52433
11 | 83000 | -0.16635 | 35.4625 | 0.21451 | -56.7057 | -12.3052 | 3.0275 | 14.5044 | 6.4765 | 0.51033 | 1.1677 | 4.922 | 0.97326 | 0.35821 | 0.010519 | 1.4917 | 1.8033 | -1.2046 | -0.54065
11 | 83500 | -0.18473 | 35.4464 | 0.16781 | -56.7056 | -12.3114 | 2.9879 | 14.4621 | 6.4848 | 0.53226 | 1.1556 | 4.9231 | 0.99056 | 0.37217 | 0.0086685 | 1.4935 | 1.8368 | -1.1343 | -0.52564
11 | 84000 | -0.19387 | 35.4806 | 0.15807 | -56.7738 | -12.3335 | 3.0066 | 14.4989 | 6.5044 | 0.53024 | 1.1836 | 4.8911 | 1.0029 | 0.36573 | 0.0018475 | 1.5227 | 1.8129 | -1.1405 | -0.51801
11 | 84500 | -0.20975 | 35.4923 | 0.17006 | -56.7642 | -12.3198 | 3.0312 | 14.5072 | 6.5354 | 0.52624 | 1.1855 | 4.862 | 1.0063 | 0.36594 | -0.007952 | 1.5438 | 1.8174 | -1.1997 | -0.54187
11 | 85000 | -0.23407 | 35.4586 | 0.1681 | -56.7246 | -12.3069 | 3.0354 | 14.4643 | 6.5272 | 0.55942 | 1.1969 | 4.8522 | 1.0148 | 0.32321 | 0.0096971 | 1.5569 | 1.8541 | -1.2313 | -0.52405
11 | 85500 | -0.22921 | 35.4228 | 0.22062 | -56.7019 | -12.3529 | 2.9901 | 14.4985 | 6.5684 | 0.60238 | 1.1665 | 4.8449 | 1.0287 | 0.31365 | -0.011395 | 1.5405 | 1.8492 | -1.2125 | -0.53833
11 | 86000 | -0.28793 | 35.4447 | 0.18429 | -56.7441 | -12.377 | 3.0304 | 14.5174 | 6.6075 | 0.58086 | 1.1651 | 4.8349 | 1.0377 | 0.33484 | 0.022673 | 1.5545 | 1.8578 | -1.2679 | -0.49579
11 | 86500 | -0.29418 | 35.409 | 0.15846 | -56.7739 | -12.3373 | 3.0719 | 14.5134 | 6.6081 | 0.60242 | 1.1343 | 4.8311 | 1.0226 | 0.35804 | -0.013961 | 1.5515 | 1.8825 | -1.269 | -0.45482
11 | 87000 | -0.31289 | 35.4015 | 0.10389 | -56.7413 | -12.3244 | 3.0606 | 14.5133 | 6.5891 | 0.61729 | 1.1979 | 4.8131 | 1.0033 | 0.33933 | -0.019586 | 1.5479 | 1.8987 | -1.2529 | -0.43498
11 | 87500 | -0.28584 | 35.3602 | 0.096261 | -56.7094 | -12.344 | 3.0635 | 14.4955 | 6.582 | 0.60764 | 1.1851 | 4.8495 | 0.99505 | 0.31884 | -0.014877 | 1.5338 | 1.9034 | -1.2626 | -0.37395
11 | 88000 | -0.24959 | 35.3377 | 0.094154 | -56.7242 | -12.3268 | 3.0622 | 14.5132 | 6.6383 | 0.60074 | 1.1763 | 4.8296 | 0.97402 | 0.35444 | -0.025581 | 1.5768 | 1.9104 | -1.3253 | -0.41621
11 | 88500 | -0.2817 | 35.3769 | 0.10907 | -56.6967 | -12.3519 | 3.0567 | 14.5032 | 6.6245 | 0.64235 | 1.1394 | 4.8234 | 0.96291 | 0.33538 | -0.045834 | 1.6053 | 1.9031 | -1.3144 | -0.39159
11 | 89000 | -0.26778 | 35.4112 | 0.075229 | -56.7016 | -12.3755 | 3.0748 | 14.5316 | 6.589 | 0.63868 | 1.1907 | 4.8284 | 0.992 | 0.33918 | -0.046971 | 1.5881 | 1.8662 | -1.3349 | -0.39835
11 | 89500 | -0.2304 | 35.4169 | 0.079948 | -56.7283 | -12.3913 | 3.0923 | 14.5158 | 6.6122 | 0.63728 | 1.1766 | 4.8373 | 0.99277 | 0.35183 | -0.047129 | 1.6161 | 1.8476 | -1.3948 | -0.38477
11 | 90000 | -0.22608 | 35.4576 | 0.11015 | -56.8003 | -12.3918 | 3.0828 | 14.5315 | 6.6509 | 0.64986 | 1.1485 | 4.8599 | 0.97914 | 0.35884 | -0.050887 | 1.6163 | 1.8307 | -1.363 | -0.44415
11 | 90500 | -0.20793 | 35.4546 | 0.16401 | -56.7764 | -12.3793 | 3.0517 | 14.5106 | 6.6535 | 0.60911 | 1.1474 | 4.8576 | 0.99398 | 0.37674 | -0.070637 | 1.6181 | 1.8417 | -1.3609 | -0.48387
11 | 91000 | -0.19199 | 35.472 | 0.13302 | -56.7522 | -12.4089 | 3.0603 | 14.4656 | 6.6582 | 0.62024 | 1.1646 | 4.8639 | 1.0079 | 0.37901 | -0.050211 | 1.6197 | 1.8642 | -1.3763 | -0.52903
11 | 91500 | -0.19263 | 35.4042 | 0.16344 | -56.7229 | -12.4338 | 3.0507 | 14.463 | 6.6656 | 0.61636 | 1.1455 | 4.8771 | 1.0262 | 0.37944 | -0.022496 | 1.6172 | 1.8657 | -1.3999 | -0.50266
11 | 92000 | -0.20766 | 35.3978 | 0.17199 | -56.6851 | -12.4327 | 3.0738 | 14.4916 | 6.6501 | 0.65657 | 1.1237 | 4.8755 | 1.043 | 0.36158 | -0.049767 | 1.6341 | 1.8294 | -1.3501 | -0.58371
11 | 92500 | -0.21522 | 35.421 | 0.15324 | -56.6847 | -12.432 | 3.043 | 14.511 | 6.6657 | 0.66142 | 1.0947 | 4.8812 | 1.0098 | 0.36449 | -0.06582 | 1.6833 | 1.8308 | -1.3348 | -0.58699
11 | 93000 | -0.23674 | 35.4331 | 0.14781 | -56.707 | -12.4553 | 3.0539 | 14.4937 | 6.6592 | 0.65916 | 1.0907 | 4.9086 | 1.0077 | 0.36297 | -0.022949 | 1.6964 | 1.848 | -1.3284 | -0.6108
11 | 93500 | -0.21322 | 35.4287 | 0.15573 | -56.6781 | -12.4297 | 3.058 | 14.4635 | 6.5956 | 0.66136 | 1.0727 | 4.9049 | 1.0164 | 0.35637 | -0.0032646 | 1.7168 | 1.8581 | -1.333 | -0.631
11 | 94000 | -0.21076 | 35.4398 | 0.14968 | -56.6575 | -12.4323 | 3.0537 | 14.4259 | 6.6214 | 0.6303 | 1.0787 | 4.9004 | 1.0027 | 0.37122 | -0.013904 | 1.7264 | 1.8837 | -1.297 | -0.67242
11 | 94500 | -0.20731 | 35.4532 | 0.11387 | -56.6684 | -12.4244 | 3.052 | 14.4214 | 6.6108 | 0.65334 | 1.0426 | 4.9165 | 1.0157 | 0.38879 | 0.010044 | 1.7241 | 1.9056 | -1.3421 | -0.66571
11 | 95000 | -0.20689 | 35.3988 | 0.12562 | -56.6323 | -12.43 | 3.0621 | 14.3716 | 6.6392 | 0.63206 | 1.0406 | 4.935 | 1.0006 | 0.35846 | -0.00093551 | 1.7305 | 1.8885 | -1.2781 | -0.63488
11 | 95500 | -0.16562 | 35.3717 | 0.1038 | -56.6449 | -12.4309 | 3.0397 | 14.3909 | 6.6301 | 0.64997 | 1.0753 | 4.9241 | 1.0069 | 0.36995 | 0.0079462 | 1.7195 | 1.9088 | -1.296 | -0.66116
11 | 96000 | -0.14463 | 35.4437 | 0.10386 | -56.757 | -12.4276 | 3.0609 | 14.4301 | 6.6128 | 0.63469 | 1.0728 | 4.9023 | 1.0475 | 0.3717 | -0.051344 | 1.6964 | 1.9456 | -1.2661 | -0.67569
11 | 96500 | -0.20263 | 35.4356 | 0.11365 | -56.7318 | -12.4306 | 3.0943 | 14.463 | 6.6046 | 0.65222 | 1.0549 | 4.8884 | 1.0498 | 0.37637 | -0.065528 | 1.6724 | 1.9271 | -1.2463 | -0.65536
11 | 97000 | -0.18268 | 35.3891 | 0.12547 | -56.7035 | -12.4286 | 3.0769 | 14.4244 | 6.6249 | 0.65912 | 1.0385 | 4.9113 | 1.0272 | 0.34203 | -0.064868 | 1.6765 | 1.9525 | -1.2507 | -0.61765
11 | 97500 | -0.16578 | 35.404 | 0.11668 | -56.6917 | -12.4244 | 3.0551 | 14.4407 | 6.5861 | 0.68168 | 1.0275 | 4.9065 | 1.0187 | 0.34393 | -0.081114 | 1.6544 | 1.9572 | -1.2336 | -0.59596
11 | 98000 | -0.17878 | 35.3829 | 0.11671 | -56.7196 | -12.4321 | 3.0611 | 14.4187 | 6.5702 | 0.7036 | 1.024 | 4.9084 | 1.0188 | 0.33368 | -0.068114 | 1.6853 | 1.969 | -1.236 | -0.55783
11 | 98500 | -0.16206 | 35.3429 | 0.096331 | -56.6283 | -12.4077 | 3.0668 | 14.3819 | 6.5459 | 0.70221 | 0.98528 | 4.9166 | 1.0274 | 0.3432 | -0.041715 | 1.6634 | 1.9762 | -1.2085 | -0.60005
11 | 99000 | -0.12662 | 35.3607 | 0.084573 | -56.6402 | -12.4387 | 3.0707 | 14.385 | 6.548 | 0.71056 | 0.99409 | 4.8949 | 1.0552 | 0.3419 | -0.046954 | 1.6601 | 1.9481 | -1.1902 | -0.6112
11 | 99500 | -0.11732 | 35.3835 | 0.079107 | -56.6456 | -12.4265 | 3.0817 | 14.3865 | 6.5774 | 0.67708 | 0.99951 | 4.8623 | 1.0748 | 0.34968 | -0.060901 | 1.6353 | 1.9402 | -1.1965 | -0.60017
11 | 100000 | -0.11049 | 35.3764 | 0.058059 | -56.6148 | -12.3957 | 3.0901 | 14.3626 | 6.5829 | 0.65855 | 1.0133 | 4.8656 | 1.0911 | 0.33827 | -0.049725 | 1.632 | 1.9168 | -1.2499 | -0.56502
12 | 100 | -2.6277 | 38.5556 | 0.12421 | -85.1891 | -24.9528 | 9.0338 | 23.3479 | 3.7284 | 6.7996 | -5.2345 | -13.1901 | 15.4026 | 5.7768 | 7.1494 | -4.1807 | 7.8916 | 7.8743 | 9.6906
12 | 500 | -1.7724 | 41.9771 | 0.14801 | -64.6247 | -29.9666 | -0.18485 | 20.5592 | 7.782 | -1.284 | -3.9698 | 4.0842 | -0.30985 | -4.6363 | 0.403 | 3.0877 | 7.3864 | 10.1152 | 11.2055
12 | 1000 | 3.5684 | 40.1103 | -4.897 | -57.5865 | -34.3062 | 0.23253 | 18.5978 | 9.5122 | 2.9223 | -3.3554 | 0.91673 | 3.108 | -1.9885 | 1.8423 | 2.6043 | 6.5837 | 6.5581 | 5.5771
12 | 1500 | 5.0884 | 42.964 | -3.3927 | -61.1993 | -32.719 | 1.5866 | 16.8222 | 9.8301 | 2.2883 | -2.5667 | 1.5916 | 3.681 | 0.58487 | 2.9619 | 4.2155 | 2.595 | 4.0008 | 1.6675
12 | 2000 | 2.1537 | 44.8792 | -2.3291 | -61.2692 | -34.7193 | 0.020463 | 16.975 | 10.6354 | 2.7976 | -0.62207 | 4.5283 | 2.1852 | 0.6586 | 3.5246 | 2.6896 | 1.4444 | 5.0766 | 1.371
12 | 2500 | 1.6114 | 45.5019 | -2.1886 | -61.2412 | -32.3142 | 0.20983 | 16.1137 | 10.0937 | 1.4117 | 2.0142 | 3.1369 | 1.3707 | 1.0999 | 2.5784 | 1.8053 | 2.533 | 6.0184 | 0.24509
12 | 3000 | 1.5108 | 45.1902 | -1.0157 | -60.0489 | -32.6308 | -0.13353 | 15.9184 | 9.1251 | 1.4575 | 2.8577 | 4.2277 | 1.6964 | 1.0277 | 2.5846 | 0.62976 | 2.8092 | 5.6246 | -0.83065
12 | 3500 | 1.3555 | 44.3572 | -1.1936 | -59.2616 | -32.0656 | 0.80604 | 13.7349 | 9.9056 | 0.34722 | 3.1058 | 4.7609 | 1.8712 | 1.0234 | 2.2958 | -0.018439 | 2.3121 | 6.849 | -0.18555
12 | 4000 | 0.83265 | 44.1754 | -1.5051 | -60.943 | -31.6013 | 1.1693 | 14.7534 | 11.2472 | 0.69676 | 1.9669 | 3.6468 | 2.3265 | 1.7603 | 2.8471 | 0.6012 | 1.6815 | 6.9302 | -0.58586
12 | 4500 | 0.96546 | 44.1464 | -0.94308 | -60.0824 | -30.749 | 1.303 | 14.6282 | 11.3362 | 0.59588 | 2.2506 | 3.5717 | 1.7345 | 1.3488 | 1.7925 | 0.35931 | 1.588 | 5.475 | 0.67905
12 | 5000 | 0.37644 | 44.0957 | -0.7679 | -59.9568 | -29.6144 | 1.8669 | 14.9585 | 10.3103 | 0.066032 | 1.2862 | 4.1965 | 1.0953 | 1.0213 | 1.6325 | 0.081718 | 2.3598 | 5.297 | 1.6949
12 | 5500 | 0.63793 | 43.5469 | -0.33625 | -60.5753 | -30.357 | 1.9384 | 15.1987 | 10.4057 | -0.18777 | 1.0339 | 5.1347 | 0.67736 | 1.1347 | 1.456 | 0.61367 | 2.5612 | 5.0344 | 2.0827
12 | 6000 | 0.2499 | 43.5081 | -0.12024 | -59.971 | -30.1572 | 1.7991 | 15.2091 | 10.0515 | -0.26643 | 1.3307 | 5.2126 | 0.35493 | 1.1563 | 0.90542 | 0.52073 | 2.9612 | 4.8061 | 2.4492
12 | 6500 | 0.2069 | 43.4668 | 0.51114 | -58.8852 | -30.6442 | 1.3652 | 15.2474 | 9.5777 | -0.56971 | 1.1428 | 4.9208 | -0.20653 | 1.3548 | 0.6074 | 0.60047 | 2.9926 | 5.5351 | 2.7766
12 | 7000 | 0.28707 | 43.5356 | -0.42034 | -59.0698 | -29.748 | 1.4531 | 15.4884 | 9.1195 | -0.19719 | 1.6248 | 5.1855 | -0.16808 | 1.8671 | 0.60713 | 0.93965 | 2.7479 | 5.1553 | 1.5923
12 | 7500 | 0.47683 | 43.8153 | -0.045706 | -58.7106 | -29.1591 | 1.3064 | 15.2807 | 8.9129 | -0.24954 | 1.134 | 5.2319 | -0.22322 | 2.276 | 0.5638 | 0.53335 | 2.8619 | 4.7489 | 1.2461
12 | 8000 | 0.28294 | 43.4133 | 0.40097 | -57.9988 | -29.4875 | 1.3836 | 15.3766 | 8.6475 | -0.30066 | 0.92645 | 5.5278 | -0.11666 | 1.8834 | 0.209 | 0.21504 | 3.0204 | 4.872 | 1.7446
12 | 8500 | 0.37456 | 43.3721 | -0.042679 | -57.6862 | -29.8055 | 1.4958 | 15.0605 | 8.6255 | -0.64609 | 0.9542 | 5.1849 | 0.2851 | 1.8601 | 0.44642 | 0.71934 | 3.005 | 5.0568 | 1.7401
12 | 9000 | 0.49174 | 43.0723 | -0.35725 | -57.1848 | -29.0323 | 1.6832 | 14.8854 | 8.9634 | -0.80275 | 1.1337 | 5.0423 | 0.096215 | 1.7754 | 0.34275 | 0.94874 | 2.8241 | 4.8649 | 1.253
12 | 9500 | 0.28383 | 42.7093 | 0.069507 | -56.7964 | -28.3644 | 1.5975 | 14.3696 | 8.6404 | -0.5625 | 1.3864 | 4.8125 | -0.09997 | 1.3145 | 0.49565 | 1.0892 | 2.8648 | 4.7174 | 1.4729
12 | 10000 | -0.12068 | 42.6656 | 0.092126 | -56.7758 | -28.4192 | 1.4558 | 14.1451 | 8.624 | -0.64423 | 1.6173 | 5.3537 | -0.3495 | 1.5939 | 0.27836 | 1.2766 | 3.0844 | 5.1412 | 0.98114
12 | 10500 | 0.14437 | 42.9644 | 0.18673 | -57.1435 | -28.3645 | 1.426 | 14.0377 | 8.5058 | -0.63405 | 1.4957 | 5.3135 | -0.33911 | 1.312 | 0.086599 | 1.2145 | 2.9914 | 5.1809 | 1.6214
12 | 11000 | -0.17056 | 42.7841 | 0.16726 | -57.203 | -28.5017 | 1.6142 | 13.9751 | 8.7879 | -0.42216 | 1.481 | 5.3281 | -0.38427 | 1.3797 | 0.12001 | 1.2209 | 3.0195 | 5.2024 | 1.6016
12 | 11500 | -0.0055105 | 42.7187 | -0.21677 | -56.5604 | -28.2782 | 1.603 | 14.0065 | 8.6145 | -0.50449 | 1.2251 | 5.1367 | -0.40548 | 1.2361 | 0.44591 | 1.3844 | 2.8651 | 5.042 | 1.693
12 | 12000 | -0.15882 | 42.6689 | -0.33338 | -56.8471 | -28.3787 | 1.6004 | 14.2681 | 8.6239 | -0.51632 | 1.2166 | 5.0317 | -0.57395 | 1.5041 | 0.17469 | 1.5559 | 2.9715 | 5.605 | 1.5874
12 | 12500 | -0.3302 | 42.7346 | -0.30226 | -57.2806 | -28.8988 | 2.0714 | 14.0953 | 8.8998 | -0.29671 | 1.1399 | 5.0577 | -0.4417 | 1.6498 | -0.025289 | 1.5408 | 3.0568 | 5.6655 | 1.6638
12 | 13000 | -0.57247 | 42.9481 | -0.10842 | -57.4887 | -28.8009 | 2.1026 | 14.3709 | 9.1562 | -0.24932 | 0.98408 | 5.0585 | -0.21755 | 1.6862 | -0.14034 | 1.4968 | 2.8343 | 5.1345 | 1.8053
12 | 13500 | -0.61978 | 42.9491 | -0.083305 | -57.36 | -28.8995 | 2.1227 | 14.4794 | 9.0993 | -0.33466 | 0.85228 | 5.1974 | 0.032557 | 1.7135 | 0.13382 | 1.3595 | 2.7237 | 4.894 | 1.74
12 | 14000 | -0.58191 | 43.0335 | -0.043284 | -57.4431 | -29.0467 | 2.3249 | 14.3309 | 9.048 | -0.30249 | 1.0046 | 5.131 | 0.06641 | 1.6488 | 0.099722 | 1.3896 | 2.9455 | 4.9184 | 1.4761
12 | 14500 | -0.71996 | 42.9931 | -0.03391 | -57.8335 | -29.1564 | 2.4916 | 14.3272 | 9.3065 | -0.15989 | 1.051 | 5.3028 | -0.15448 | 1.8798 | -0.094168 | 1.4361 | 3.0026 | 4.937 | 1.4244
12 | 15000 | -0.61865 | 42.9877 | 0.13954 | -57.6404 | -29.3789 | 2.5885 | 14.2307 | 9.2907 | -0.39392 | 1.101 | 5.4439 | -0.19748 | 1.6439 | 0.027651 | 1.5013 | 2.7732 | 5.0665 | 1.4348
12 | 15500 | -0.91336 | 42.7358 | 0.28762 | -57.6111 | -29.3533 | 2.7373 | 14.0016 | 9.295 | -0.32765 | 1.2187 | 5.6933 | -0.1825 | 1.5476 | 0.17614 | 1.4757 | 2.7198 | 4.6649 | 1.8345
12 | 16000 | -1.0539 | 42.7842 | 0.45953 | -57.727 | -29.2193 | 2.9163 | 14.031 | 9.4694 | -0.25165 | 0.99993 | 5.3621 | -0.05418 | 1.5447 | 0.056947 | 1.4063 | 2.8233 | 4.4652 | 1.9872
12 | 16500 | -0.99859 | 42.7857 | 0.52515 | -57.538 | -29.2277 | 2.9602 | 13.9647 | 9.6423 | -0.2437 | 0.96732 | 5.3794 | -0.16039 | 1.4628 | -0.12934 | 1.5024 | 2.7937 | 4.3048 | 2.0092
12 | 17000 | -1.1365 | 42.5518 | 0.57466 | -57.2869 | -29.1395 | 2.9804 | 13.8787 | 9.7971 | -0.37167 | 0.89941 | 5.4143 | -0.039052 | 1.4193 | -0.26396 | 1.7 | 2.8877 | 4.3021 | 1.832
12 | 17500 | -1.1842 | 42.3504 | 0.76384 | -57.0711 | -29.1181 | 3.2834 | 13.9893 | 9.6558 | -0.4222 | 0.76295 | 5.3361 | 0.091083 | 1.3722 | -0.50156 | 1.5666 | 2.801 | 4.4962 | 1.8284
12 | 18000 | -1.308 | 42.3198 | 0.61375 | -56.994 | -29.5715 | 3.2205 | 14.2041 | 9.7357 | -0.42336 | 0.76645 | 5.4223 | 0.20752 | 1.2892 | -0.62488 | 1.4927 | 2.8686 | 4.778 | 2.0031
12 | 18500 | -1.2401 | 42.3152 | 0.54439 | -57.1839 | -29.3497 | 3.3336 | 14.1961 | 9.8233 | -0.36022 | 0.72594 | 5.4675 | 0.1579 | 1.0762 | -0.55208 | 1.5463 | 2.639 | 4.8927 | 1.9678
12 | 19000 | -1.2392 | 42.5512 | 0.56912 | -57.0755 | -29.2265 | 3.3955 | 14.3426 | 9.8785 | -0.32187 | 0.65154 | 5.5923 | 0.012178 | 0.99917 | -0.67695 | 1.369 | 2.5237 | 4.9505 | 1.7049
12 | 19500 | -1.3706 | 42.2726 | 0.58562 | -57.0116 | -29.0987 | 3.4857 | 14.4409 | 9.8663 | -0.33569 | 0.67796 | 5.6416 | 0.075675 | 1.0541 | -0.5399 | 1.2634 | 2.597 | 5.0034 | 1.3921
12 | 20000 | -1.3335 | 42.3322 | 0.63509 | -57.2338 | -29.2925 | 3.3435 | 14.4433 | 9.9832 | -0.22447 | 0.73172 | 5.7378 | 0.10732 | 0.98073 | -0.33065 | 1.2816 | 2.3558 | 4.8942 | 1.5886
12 | 20500 | -1.2344 | 42.3733 | 0.66285 | -57.103 | -29.3956 | 3.3462 | 14.5409 | 9.9579 | -0.24196 | 0.52915 | 5.6488 | 0.16267 | 0.89199 | -0.13851 | 1.0981 | 2.3724 | 4.9434 | 1.5859
12 | 21000 | -1.3817 | 42.37 | 0.69763 | -57.1572 | -29.4665 | 3.1841 | 14.5552 | 9.9804 | -0.19854 | 0.55579 | 5.5021 | 0.30528 | 0.82776 | -0.025401 | 1.008 | 2.4949 | 5.0626 | 1.6857
12 | 21500 | -1.3764 | 42.3344 | 0.52096 | -56.9909 | -29.1539 | 3.3432 | 14.3821 | 9.9294 | -0.49759 | 0.52118 | 5.6069 | 0.3269 | 0.69174 | 0.035711 | 1.0338 | 2.4112 | 5.0413 | 1.8399
12 | 22000 | -1.1784 | 42.4858 | 0.69877 | -57.2606 | -29.3402 | 3.1163 | 14.6168 | 9.9536 | -0.55072 | 0.4554 | 5.504 | 0.62833 | 0.60013 | 0.072044 | 0.91302 | 2.4698 | 4.9411 | 1.8749
12 | 22500 | -1.1025 | 42.3211 | 0.85417 | -57.1413 | -29.1248 | 3.131 | 14.6936 | 9.8007 | -0.46815 | 0.54061 | 5.5959 | 0.54129 | 0.57267 | 0.090408 | 0.70836 | 2.4551 | 4.8627 | 1.6691
12 | 23000 | -1.1687 | 42.3634 | 0.83262 | -57.1127 | -28.9817 | 3.1048 | 14.6066 | 9.9226 | -0.29251 | 0.44235 | 5.4281 | 0.73846 | 0.5694 | 0.196 | 0.6358 | 2.425 | 4.7153 | 1.5752
12 | 23500 | -1.0291 | 42.2536 | 0.7913 | -57.0232 | -28.7935 | 3.0232 | 14.5789 | 9.9347 | -0.326 | 0.45645 | 5.4487 | 0.57286 | 0.74882 | 0.23099 | 0.76503 | 2.3809 | 4.6829 | 1.3034
12 | 24000 | -0.94719 | 42.235 | 0.96362 | -56.897 | -28.9039 | 2.9303 | 14.6114 | 9.9004 | -0.40173 | 0.36204 | 5.4093 | 0.44488 | 0.82437 | 0.10294 | 0.80496 | 2.2745 | 4.8118 | 1.4744
12 | 24500 | -0.81203 | 42.3877 | 0.9864 | -56.9023 | -28.9847 | 2.9407 | 14.4872 | 9.9614 | -0.42064 | 0.20127 | 5.4361 | 0.32268 | 1.0615 | 0.014318 | 0.69691 | 2.2703 | 4.7127 | 1.6406
12 | 25000 | -0.84002 | 42.4681 | 0.94976 | -56.9888 | -29.1763 | 2.9018 | 14.3531 | 10.1161 | -0.43335 | 0.41629 | 5.4423 | 0.39655 | 0.93354 | -0.014982 | 0.97242 | 2.1788 | 4.618 | 1.7067
12 | 25500 | -0.80692 | 42.5407 | 0.89749 | -57.0055 | -29.2251 | 2.8697 | 14.2151 | 9.9979 | -0.15981 | 0.37526 | 5.4397 | 0.51471 | 1.0022 | 0.0042357 | 0.86188 | 2.0959 | 4.9551 | 1.4275
12 | 26000 | -0.77717 | 42.5396 | 0.89294 | -57.096 | -29.2893 | 2.9697 | 14.2154 | 9.9975 | -0.035157 | 0.32867 | 5.3006 | 0.45416 | 1.0057 | -0.064681 | 0.90543 | 2.2582 | 5.0897 | 1.3048
12 | 26500 | -0.63862 | 42.476 | 0.9188 | -57.1723 | -29.4266 | 3.0291 | 14.1616 | 10.1191 | -0.077973 | 0.36885 | 5.3711 | 0.36826 | 0.97246 | 0.040081 | 0.91843 | 2.1464 | 5.0719 | 1.3535
12 | 27000 | -0.71029 | 42.4865 | 0.944 | -57.1017 | -29.3382 | 3.15 | 14.0239 | 10.106 | -0.062854 | 0.36221 | 5.3447 | 0.21208 | 1.0685 | -0.043702 | 0.97464 | 2.2754 | 5.0961 | 1.2127
12 | 27500 | -0.82002 | 42.3913 | 0.947 | -57.244 | -29.3391 | 3.2512 | 13.96 | 10.0588 | -0.080171 | 0.24179 | 5.4056 | 0.18555 | 1.2176 | -0.03335 | 0.99119 | 2.3208 | 5.228 | 1.3178
12 | 28000 | -0.96634 | 42.2799 | 0.88785 | -57.1074 | -29.2384 | 3.339 | 13.9476 | 10.0399 | -0.041682 | 0.35603 | 5.3484 | 0.16676 | 1.2408 | -0.084596 | 0.9904 | 2.3136 | 5.3233 | 1.205
12 | 28500 | -1.0601 | 42.3377 | 0.91749 | -57.1513 | -29.1838 | 3.3543 | 13.8878 | 9.9873 | 0.066571 | 0.39326 | 5.3603 | 0.2 | 1.256 | -0.038574 | 1.0837 | 2.202 | 5.4353 | 0.95226
12 | 29000 | -0.97811 | 42.3764 | 0.78591 | -57.317 | -29.0523 | 3.3182 | 13.8927 | 10.0161 | 0.038286 | 0.29025 | 5.3351 | 0.081737 | 1.3466 | 0.086146 | 1.0037 | 2.2855 | 5.4725 | 1.0181
12 | 29500 | -0.9796 | 42.331 | 0.86108 | -57.2045 | -29.1673 | 3.2173 | 13.8922 | 9.9445 | -0.1069 | 0.30032 | 5.327 | 0.24309 | 1.4375 | -0.01565 | 1.0193 | 2.2648 | 5.464 | 1.1718
12 | 30000 | -0.82969 | 42.3627 | 0.72989 | -57.1493 | -29.2085 | 3.2368 | 13.8349 | 9.9487 | -0.19121 | 0.32975 | 5.3996 | 0.27766 | 1.4261 | -0.18622 | 0.96978 | 2.347 | 5.504 | 1.1981
12 | 30500 | -0.8026 | 42.2309 | 0.82573 | -57.0723 | -29.1343 | 3.1477 | 13.8316 | 9.9761 | -0.13279 | 0.35042 | 5.4294 | 0.28236 | 1.2627 | -0.13598 | 0.85857 | 2.3534 | 5.421 | 1.308
12 | 31000 | -0.74214 | 42.2121 | 0.88959 | -57.1492 | -29.2109 | 3.1442 | 13.9578 | 9.9769 | -0.2677 | 0.42159 | 5.4902 | 0.32397 | 1.3133 | -0.17198 | 1.0277 | 2.1296 | 5.5105 | 1.1445
12 | 31500 | -0.65516 | 42.2254 | 0.80777 | -57.0619 | -29.1889 | 3.168 | 14.0556 | 9.8976 | -0.19065 | 0.37148 | 5.4646 | 0.31707 | 1.2217 | -0.23355 | 1.0244 | 2.0821 | 5.4422 | 1.2521
12 | 32000 | -0.72036 | 42.2164 | 0.83721 | -57.0576 | -29.1567 | 3.0713 | 13.9727 | 9.863 | -0.027311 | 0.37153 | 5.4729 | 0.28144 | 1.18 | -0.27371 | 1.1067 | 1.9758 | 5.4413 | 1.4453
12 | 32500 | -0.64873 | 42.2431 | 0.90385 | -57.0924 | -29.0931 | 2.921 | 14.1034 | 9.8878 | -0.0031808 | 0.32094 | 5.4189 | 0.51758 | 1.0851 | -0.31216 | 1.1182 | 1.9666 | 5.2265 | 1.4367
12 | 33000 | -0.64767 | 42.2732 | 0.81056 | -57.3223 | -29.0961 | 2.754 | 14.0831 | 9.8985 | 0.0027831 | 0.35187 | 5.4243 | 0.51489 | 1.1447 | -0.34103 | 1.2295 | 2.0598 | 5.2276 | 1.6325
12 | 33500 | -0.63884 | 42.22 | 0.75742 | -57.164 | -29.1178 | 2.7092 | 14.0093 | 9.8424 | 0.097503 | 0.37426 | 5.4481 | 0.42655 | 1.1307 | -0.34189 | 1.2657 | 2.0692 | 5.2428 | 1.6695
12 | 34000 | -0.59777 | 42.3572 | 0.67079 | -57.3995 | -29.0159 | 2.6572 | 14.0753 | 9.9158 | 0.16481 | 0.3248 | 5.485 | 0.46704 | 1.1666 | -0.36248 | 1.2924 | 2.0112 | 5.0675 | 1.7199
12 | 34500 | -0.57004 | 42.2747 | 0.65019 | -57.515 | -28.9584 | 2.8255 | 14.1381 | 9.9535 | 0.25377 | 0.39966 | 5.5206 | 0.4572 | 1.1272 | -0.30042 | 1.2406 | 1.9231 | 4.9784 | 1.6014
12 | 35000 | -0.54291 | 42.2137 | 0.61932 | -57.5538 | -28.8397 | 2.8442 | 14.1713 | 9.8854 | 0.29533 | 0.44398 | 5.5423 | 0.47163 | 1.1992 | -0.32876 | 1.2791 | 1.9098 | 4.8606 | 1.5294
12 | 35500 | -0.55939 | 42.207 | 0.56522 | -57.5835 | -28.8829 | 2.8827 | 14.2972 | 9.8996 | 0.18894 | 0.45421 | 5.5255 | 0.49524 | 1.2505 | -0.28011 | 1.2816 | 1.9323 | 4.9254 | 1.4004
12 | 36000 | -0.54025 | 42.1973 | 0.42888 | -57.5987 | -28.9248 | 2.8302 | 14.4206 | 9.8936 | 0.20359 | 0.41286 | 5.5624 | 0.43767 | 1.1916 | -0.2594 | 1.2465 | 2.0412 | 5.0075 | 1.4493
12 | 36500 | -0.44077 | 42.1704 | 0.34513 | -57.5141 | -28.8295 | 2.8027 | 14.4551 | 9.8975 | 0.20273 | 0.43558 | 5.543 | 0.34296 | 1.1927 | -0.3693 | 1.2649 | 1.8942 | 5.0843 | 1.5223
12 | 37000 | -0.4121 | 42.1241 | 0.41164 | -57.4662 | -28.8447 | 2.8063 | 14.447 | 9.9115 | 0.21563 | 0.4014 | 5.5906 | 0.28476 | 1.1422 | -0.34555 | 1.225 | 1.8831 | 5.1953 | 1.43
12 | 37500 | -0.35007 | 42.1573 | 0.41568 | -57.4372 | -28.815 | 2.854 | 14.5724 | 9.9165 | 0.1403 | 0.33924 | 5.5882 | 0.29685 | 1.1072 | -0.27868 | 1.1916 | 1.8127 | 5.1594 | 1.3296
12 | 38000 | -0.42064 | 42.1605 | 0.49959 | -57.4365 | -28.7874 | 2.8032 | 14.5227 | 9.7853 | 0.12334 | 0.41002 | 5.6575 | 0.22951 | 1.1177 | -0.15434 | 1.2454 | 1.673 | 5.0725 | 1.4985
12 | 38500 | -0.44728 | 42.2238 | 0.58008 | -57.5181 | -28.946 | 2.8454 | 14.566 | 9.851 | 0.096047 | 0.31502 | 5.716 | 0.34397 | 1.0878 | -0.15619 | 1.2546 | 1.6955 | 5.0458 | 1.4466
12 | 39000 | -0.40049 | 42.2646 | 0.61225 | -57.4721 | -28.9433 | 2.7897 | 14.5998 | 9.8871 | 0.16257 | 0.26658 | 5.7198 | 0.38837 | 1.0922 | -0.15262 | 1.231 | 1.5766 | 5.0361 | 1.3419
12 | 39500 | -0.4429 | 42.2475 | 0.58453 | -57.3448 | -28.9878 | 2.7052 | 14.6432 | 9.7424 | 0.20238 | 0.28587 | 5.6852 | 0.40639 | 1.1794 | -0.11135 | 1.2155 | 1.6172 | 5.0791 | 1.2931
12 | 40000 | -0.45423 | 42.1824 | 0.59978 | -57.1988 | -28.9865 | 2.7132 | 14.6346 | 9.7556 | 0.25267 | 0.3058 | 5.6413 | 0.33583 | 1.1977 | -0.067958 | 1.208 | 1.5366 | 5.0202 | 1.3238
12 | 40500 | -0.38343 | 42.1605 | 0.61993 | -57.2778 | -29.0433 | 2.6185 | 14.5798 | 9.8468 | 0.2839 | 0.30402 | 5.7088 | 0.33309 | 1.1811 | -0.069367 | 1.233 | 1.5396 | 5.0164 | 1.3486
12 | 41000 | -0.45071 | 42.1956 | 0.58551 | -57.3296 | -29.0578 | 2.7181 | 14.6152 | 9.7865 | 0.28883 | 0.19262 | 5.695 | 0.37514 | 1.2084 | -0.068724 | 1.2958 | 1.5075 | 5.0249 | 1.4178
12 | 41500 | -0.47438 | 42.0632 | 0.69808 | -57.0874 | -28.954 | 2.8119 | 14.4886 | 9.7526 | 0.2389 | 0.25164 | 5.7514 | 0.36437 | 1.1425 | -0.1694 | 1.2313 | 1.5102 | 4.9396 | 1.4409
12 | 42000 | -0.42882 | 41.9918 | 0.55353 | -57.0106 | -28.8752 | 2.8649 | 14.5148 | 9.722 | 0.29258 | 0.27836 | 5.7633 | 0.39042 | 1.0255 | -0.16409 | 1.2165 | 1.5377 | 4.9122 | 1.415
12 | 42500 | -0.40602 | 42.0438 | 0.48141 | -57.0504 | -28.8269 | 2.7881 | 14.4993 | 9.7247 | 0.25413 | 0.34589 | 5.7099 | 0.31312 | 1.0349 | -0.061535 | 1.1919 | 1.5122 | 4.9518 | 1.4936
12 | 43000 | -0.38282 | 42.0548 | 0.52807 | -57.0422 | -28.9319 | 2.8304 | 14.5596 | 9.7343 | 0.19762 | 0.38036 | 5.7189 | 0.37445 | 0.99459 | -0.028454 | 1.2125 | 1.5326 | 4.936 | 1.3312
12 | 43500 | -0.41973 | 41.9317 | 0.54053 | -56.9826 | -28.9122 | 2.8716 | 14.5399 | 9.6627 | 0.24723 | 0.37702 | 5.7094 | 0.30254 | 0.99486 | 0.018386 | 1.2272 | 1.5181 | 4.9295 | 1.4439
12 | 44000 | -0.35999 | 41.8971 | 0.54602 | -56.9923 | -28.9646 | 2.8796 | 14.514 | 9.6263 | 0.23173 | 0.4401 | 5.7701 | 0.22405 | 1.0836 | -0.018954 | 1.1771 | 1.5205 | 4.9638 | 1.4617
12 | 44500 | -0.39123 | 41.8929 | 0.5096 | -56.96 | -28.9224 | 2.9263 | 14.5678 | 9.606 | 0.12703 | 0.41839 | 5.7625 | 0.25233 | 1.0462 | -0.013397 | 1.2484 | 1.5229 | 4.9404 | 1.4664
12 | 45000 | -0.3882 | 41.8515 | 0.57285 | -56.9912 | -28.8986 | 2.9005 | 14.5325 | 9.696 | 0.081847 | 0.41686 | 5.7456 | 0.27995 | 1.0213 | -0.055039 | 1.2584 | 1.5708 | 4.9767 | 1.4283
12 | 45500 | -0.37655 | 41.796 | 0.58317 | -56.9805 | -28.9431 | 2.8189 | 14.4737 | 9.6883 | 0.12386 | 0.40466 | 5.7788 | 0.28378 | 1.0301 | -0.034987 | 1.2624 | 1.6295 | 4.9405 | 1.5214
12 | 46000 | -0.3022 | 41.812 | 0.58794 | -57.0649 | -29.0514 | 2.8433 | 14.5179 | 9.6366 | 0.16229 | 0.39136 | 5.7542 | 0.3723 | 1.0476 | 0.038618 | 1.2852 | 1.526 | 4.8925 | 1.5507
12 | 46500 | -0.24138 | 41.7405 | 0.56729 | -57.1532 | -28.9324 | 2.7767 | 14.5454 | 9.6667 | 0.12405 | 0.39612 | 5.747 | 0.3975 | 1.0862 | -0.041584 | 1.2607 | 1.4441 | 4.9844 | 1.632
12 | 47000 | -0.1737 | 41.7333 | 0.60314 | -57.2106 | -28.8202 | 2.7478 | 14.5565 | 9.6324 | 0.14888 | 0.33888 | 5.7129 | 0.37702 | 1.1079 | -0.049573 | 1.2392 | 1.3992 | 5.0504 | 1.6066
12 | 47500 | -0.16912 | 41.6511 | 0.66604 | -57.1664 | -28.852 | 2.7615 | 14.5094 | 9.6381 | 0.080094 | 0.25053 | 5.7257 | 0.45811 | 1.0818 | -0.018357 | 1.2202 | 1.5208 | 5.0234 | 1.6191
12 | 48000 | -0.13642 | 41.7003 | 0.7123 | -57.1372 | -28.9318 | 2.8213 | 14.5302 | 9.5267 | 0.094546 | 0.30404 | 5.7291 | 0.41844 | 1.0915 | -0.061121 | 1.1941 | 1.5627 | 5.0145 | 1.5667
12 | 48500 | -0.074097 | 41.7509 | 0.68534 | -57.121 | -28.9822 | 2.8809 | 14.4967 | 9.4725 | 0.063863 | 0.35225 | 5.7426 | 0.37471 | 1.0949 | -0.038232 | 1.1167 | 1.6008 | 5.0321 | 1.5512
12 | 49000 | -0.074047 | 41.8491 | 0.64871 | -57.225 | -29.0743 | 2.8153 | 14.5308 | 9.4963 | 0.089107 | 0.36917 | 5.7599 | 0.41222 | 1.0956 | 0.032764 | 1.0481 | 1.6433 | 5.0046 | 1.5782
12 | 49500 | -0.15029 | 42.0004 | 0.66057 | -57.3116 | -29.0701 | 2.89 | 14.5262 | 9.4732 | 0.11434 | 0.40038 | 5.7839 | 0.41581 | 1.0401 | -0.041772 | 1.0867 | 1.6016 | 4.954 | 1.6266
12 | 50000 | -0.19311 | 42.0944 | 0.59876 | -57.2335 | -29.0821 | 2.8906 | 14.5314 | 9.4465 | 0.090596 | 0.38704 | 5.8244 | 0.40118 | 0.9489 | -0.065531 | 1.0881 | 1.5994 | 4.9952 | 1.6778
12 | 50500 | -0.18569 | 42.0393 | 0.60199 | -57.1304 | -29.1128 | 2.8168 | 14.5397 | 9.5426 | 0.11839 | 0.35592 | 5.8188 | 0.49206 | 0.90341 | -0.027942 | 1.0699 | 1.4993 | 5.0105 | 1.6479
12 | 51000 | -0.12656 | 42.0243 | 0.56538 | -57.1891 | -29.1173 | 2.7571 | 14.5533 | 9.5955 | 0.10844 | 0.41431 | 5.866 | 0.54218 | 0.8796 | -0.0092332 | 1.0017 | 1.5496 | 5.1501 | 1.4348
12 | 51500 | -0.16647 | 42.08 | 0.53605 | -57.2069 | -29.0752 | 2.8015 | 14.559 | 9.59 | 0.10492 | 0.41583 | 5.9079 | 0.52925 | 0.83129 | -0.015928 | 1.0206 | 1.6264 | 5.0432 | 1.4187
12 | 52000 | -0.1509 | 42.0635 | 0.49803 | -57.3079 | -28.9758 | 2.839 | 14.5611 | 9.5513 | 0.1305 | 0.40256 | 5.8561 | 0.47856 | 0.85558 | -0.037642 | 1.0364 | 1.6547 | 5.078 | 1.4669
12 | 52500 | -0.22713 | 42.0625 | 0.51917 | -57.375 | -28.9232 | 2.8268 | 14.568 | 9.584 | 0.078442 | 0.47559 | 5.8588 | 0.46826 | 0.85192 | -0.087428 | 1.0679 | 1.6939 | 5.0225 | 1.535
12 | 53000 | -0.18512 | 42.0147 | 0.48667 | -57.3802 | -29.0474 | 2.8332 | 14.5698 | 9.5229 | 0.12651 | 0.5602 | 5.9166 | 0.43616 | 0.90649 | 0.0017755 | 1.0731 | 1.6083 | 5.1348 | 1.4216
12 | 53500 | -0.20324 | 42.0285 | 0.46487 | -57.3901 | -29.0212 | 2.8307 | 14.5647 | 9.5246 | 0.13552 | 0.67534 | 5.8988 | 0.45797 | 0.91949 | 0.044655 | 1.1021 | 1.5405 | 5.0876 | 1.3391
12 | 54000 | -0.17185 | 41.9827 | 0.42679 | -57.4302 | -28.9947 | 2.8285 | 14.5212 | 9.4916 | 0.16073 | 0.6291 | 5.9034 | 0.5696 | 0.88234 | 0.04832 | 1.0785 | 1.6006 | 5.0825 | 1.3908
12 | 54500 | -0.17861 | 41.9364 | 0.3577 | -57.3864 | -28.8874 | 2.8102 | 14.5822 | 9.4916 | 0.16701 | 0.6159 | 5.8798 | 0.59846 | 0.81426 | -0.0070034 | 1.082 | 1.6029 | 5.0578 | 1.4631
12 | 55000 | -0.16465 | 41.9436 | 0.32265 | -57.455 | -28.9216 | 2.742 | 14.6479 | 9.4795 | 0.10335 | 0.63906 | 5.9135 | 0.67394 | 0.83926 | -0.012469 | 1.1195 | 1.5915 | 5.0727 | 1.4653
12 | 55500 | -0.12008 | 41.9507 | 0.25213 | -57.3385 | -28.9078 | 2.7307 | 14.7009 | 9.4706 | 0.10334 | 0.57985 | 5.8993 | 0.62112 | 0.79995 | -0.033939 | 1.1562 | 1.6048 | 5.1464 | 1.3843
12 | 56000 | -0.21209 | 41.9892 | 0.14458 | -57.222 | -28.8697 | 2.733 | 14.7031 | 9.4623 | 0.11188 | 0.57672 | 5.953 | 0.61903 | 0.81199 | -0.0064544 | 1.1178 | 1.5847 | 5.1588 | 1.3441
12 | 56500 | -0.1461 | 42.0077 | 0.13962 | -57.1892 | -28.8349 | 2.7651 | 14.6975 | 9.446 | 0.084635 | 0.59552 | 5.9389 | 0.56496 | 0.82158 | -0.067423 | 1.0958 | 1.5658 | 5.1101 | 1.4046
12 | 57000 | -0.12557 | 42.0608 | 0.15635 | -57.2245 | -28.8154 | 2.6629 | 14.7075 | 9.4655 | 0.12332 | 0.68862 | 5.9412 | 0.57935 | 0.76894 | -0.069991 | 1.0443 | 1.5067 | 5.0583 | 1.4718
12 | 57500 | -0.13247 | 42.1153 | 0.21825 | -57.3001 | -28.7331 | 2.6416 | 14.7573 | 9.3679 | 0.16659 | 0.70424 | 5.9585 | 0.59327 | 0.74119 | -0.08882 | 0.98853 | 1.4743 | 5.0193 | 1.5084
12 | 58000 | -0.085679 | 42.1094 | 0.21034 | -57.2903 | -28.6741 | 2.621 | 14.7551 | 9.3574 | 0.17499 | 0.68608 | 5.9451 | 0.62698 | 0.71858 | -0.090731 | 0.97183 | 1.5131 | 5.0061 | 1.4448
12 | 58500 | -0.070626 | 42.153 | 0.16593 | -57.2246 | -28.545 | 2.6402 | 14.8121 | 9.3594 | 0.23014 | 0.6807 | 5.8993 | 0.54503 | 0.67843 | -0.082859 | 0.94144 | 1.5579 | 4.9892 | 1.2703
12 | 59000 | 0.0079168 | 42.1594 | 0.18331 | -57.3011 | -28.5002 | 2.6619 | 14.8086 | 9.3291 | 0.2742 | 0.68805 | 5.9188 | 0.58859 | 0.68174 | -0.13139 | 0.97451 | 1.5246 | 4.889 | 1.2431
12 | 59500 | 0.04509 | 42.2348 | 0.21869 | -57.2868 | -28.5928 | 2.6585 | 14.8538 | 9.306 | 0.25796 | 0.68872 | 5.936 | 0.63162 | 0.64298 | -0.11913 | 0.9833 | 1.5167 | 4.9013 | 1.1234
12 | 60000 | 0.1158 | 42.2228 | 0.26657 | -57.2536 | -28.6244 | 2.6706 | 14.8046 | 9.3064 | 0.23104 | 0.66172 | 5.9864 | 0.63304 | 0.57256 | -0.099281 | 0.98573 | 1.5058 | 4.9389 | 1.0753
12 | 60500 | 0.15094 | 42.2176 | 0.22442 | -57.1332 | -28.5792 | 2.6143 | 14.8168 | 9.2767 | 0.30527 | 0.66064 | 5.9714 | 0.6275 | 0.58187 | -0.19679 | 1.0147 | 1.5531 | 4.8644 | 1.0294
12 | 61000 | 0.16369 | 42.2633 | 0.1898 | -57.202 | -28.6629 | 2.5895 | 14.784 | 9.2703 | 0.33592 | 0.74262 | 5.9988 | 0.66741 | 0.5611 | -0.11878 | 0.99138 | 1.5551 | 4.8594 | 1.0113
12 | 61500 | 0.19712 | 42.1668 | 0.18198 | -57.1507 | -28.6691 | 2.535 | 14.831 | 9.1895 | 0.36305 | 0.73949 | 5.9533 | 0.70482 | 0.5524 | -0.17025 | 0.96305 | 1.5663 | 4.8956 | 1.1505
12 | 62000 | 0.20528 | 42.131 | 0.20788 | -57.0861 | -28.6229 | 2.5293 | 14.8326 | 9.2091 | 0.29278 | 0.74844 | 5.9741 | 0.67545 | 0.58441 | -0.22922 | 0.92741 | 1.5658 | 4.88 | 1.1746
12 | 62500 | 0.16504 | 42.1669 | 0.18601 | -57.0359 | -28.5898 | 2.5348 | 14.8096 | 9.2599 | 0.3182 | 0.69133 | 5.9607 | 0.65141 | 0.58173 | -0.20195 | 0.92427 | 1.5563 | 4.8008 | 1.2207
12 | 63000 | 0.2015 | 42.1536 | 0.21742 | -57.0431 | -28.5976 | 2.5634 | 14.8131 | 9.2706 | 0.30739 | 0.70299 | 5.9132 | 0.67364 | 0.54652 | -0.19891 | 0.89361 | 1.5341 | 4.7885 | 1.2601
12 | 63500 | 0.17606 | 42.1772 | 0.13623 | -57.0601 | -28.6408 | 2.6073 | 14.8313 | 9.3306 | 0.27702 | 0.66508 | 5.8682 | 0.63168 | 0.5995 | -0.25472 | 0.90598 | 1.5031 | 4.8331 | 1.4132
12 | 64000 | 0.11518 | 42.0783 | 0.097647 | -56.9127 | -28.5724 | 2.5992 | 14.7847 | 9.3233 | 0.28901 | 0.66071 | 5.8256 | 0.6597 | 0.6232 | -0.31371 | 0.96325 | 1.5029 | 4.894 | 1.3822
12 | 64500 | 0.12776 | 42.0945 | 0.1303 | -56.9431 | -28.6451 | 2.5797 | 14.8031 | 9.3355 | 0.26424 | 0.65011 | 5.8417 | 0.72484 | 0.62073 | -0.34154 | 0.9783 | 1.4924 | 4.9472 | 1.3393
12 | 65000 | 0.1228 | 42.1271 | 0.14447 | -56.9562 | -28.6621 | 2.5801 | 14.8125 | 9.282 | 0.16545 | 0.67328 | 5.866 | 0.74556 | 0.55542 | -0.33572 | 0.94867 | 1.5268 | 5.001 | 1.4029
12 | 65500 | 0.036953 | 42.1567 | 0.10171 | -56.9659 | -28.6907 | 2.5523 | 14.8204 | 9.2891 | 0.20886 | 0.69033 | 5.8724 | 0.75265 | 0.51683 | -0.28531 | 0.98805 | 1.5605 | 5.0682 | 1.3268
12 | 66000 | 0.063014 | 42.1447 | 0.10602 | -57.0301 | -28.5895 | 2.5438 | 14.795 | 9.3678 | 0.20453 | 0.67017 | 5.8575 | 0.74506 | 0.48982 | -0.22843 | 0.97922 | 1.5912 | 4.9995 | 1.2907
12 | 66500 | 0.077562 | 42.1567 | 0.10261 | -57.044 | -28.6054 | 2.5325 | 14.8068 | 9.3383 | 0.2267 | 0.77408 | 5.8658 | 0.74938 | 0.4686 | -0.29413 | 0.94324 | 1.6458 | 4.9705 | 1.285
12 | 67000 | 0.11889 | 42.1509 | 0.11535 | -56.9967 | -28.6078 | 2.5092 | 14.7664 | 9.3307 | 0.27206 | 0.767 | 5.8594 | 0.73181 | 0.40294 | -0.28933 | 0.93792 | 1.6249 | 5.0791 | 1.2271
12 | 67500 | 0.095495 | 42.1493 | 0.098693 | -56.9473 | -28.6181 | 2.5202 | 14.7819 | 9.364 | 0.21601 | 0.78271 | 5.877 | 0.77323 | 0.38789 | -0.29797 | 1.0027 | 1.6078 | 5.0476 | 1.1588
12 | 68000 | 0.086376 | 42.1601 | 0.15022 | -56.9546 | -28.6767 | 2.5393 | 14.8315 | 9.3713 | 0.21869 | 0.80362 | 5.9426 | 0.74405 | 0.44423 | -0.32367 | 0.99336 | 1.6022 | 4.987 | 1.0804
12 | 68500 | 0.092461 | 42.1845 | 0.15658 | -56.9491 | -28.7413 | 2.5581 | 14.8614 | 9.3254 | 0.22994 | 0.79191 | 5.9429 | 0.77846 | 0.4296 | -0.35502 | 0.98587 | 1.5897 | 5.0482 | 1.0704
12 | 69000 | 0.065011 | 42.2615 | 0.19647 | -57.0125 | -28.7405 | 2.5533 | 14.8888 | 9.3568 | 0.22782 | 0.77056 | 5.9698 | 0.77344 | 0.3979 | -0.35674 | 0.97595 | 1.5607 | 5.0737 | 1.038
12 | 69500 | 0.05828 | 42.2417 | 0.13956 | -57.0523 | -28.6867 | 2.5756 | 14.8743 | 9.386 | 0.22319 | 0.82211 | 5.939 | 0.74828 | 0.42664 | -0.34506 | 0.98991 | 1.5583 | 5.061 | 1.0402
12 | 70000 | 0.053021 | 42.1929 | 0.11822 | -57.057 | -28.6819 | 2.5942 | 14.8782 | 9.4436 | 0.28382 | 0.84639 | 5.9319 | 0.76049 | 0.42486 | -0.45459 | 0.98822 | 1.6278 | 5.0191 | 1.0308
12 | 70500 | 0.074981 | 42.2304 | 0.092773 | -57.0846 | -28.7585 | 2.6044 | 14.8688 | 9.4089 | 0.30466 | 0.86268 | 5.9654 | 0.80503 | 0.374 | -0.47098 | 1.0174 | 1.6675 | 5.0741 | 0.96312
12 | 71000 | 0.115 | 42.2248 | 0.089272 | -57.0674 | -28.8248 | 2.6262 | 14.9093 | 9.3932 | 0.32617 | 0.8657 | 5.943 | 0.83005 | 0.40143 | -0.44314 | 1.0216 | 1.5881 | 5.0296 | 0.97184
12 | 71500 | 0.13878 | 42.2887 | 0.10189 | -57.1575 | -28.8329 | 2.6532 | 14.9027 | 9.3376 | 0.29684 | 0.90405 | 5.949 | 0.81017 | 0.38362 | -0.44377 | 0.97839 | 1.6046 | 5.0329 | 1.0519
12 | 72000 | 0.17697 | 42.2722 | 0.074151 | -57.0957 | -28.8504 | 2.6234 | 14.9328 | 9.2682 | 0.35039 | 0.87368 | 5.9507 | 0.78898 | 0.44667 | -0.49722 | 1.0143 | 1.5704 | 5.0239 | 1.0766
12 | 72500 | 0.13972 | 42.2945 | 0.041818 | -57.1046 | -28.8577 | 2.6032 | 14.9177 | 9.2672 | 0.38566 | 0.83637 | 5.9939 | 0.8161 | 0.49987 | -0.47212 | 1.0261 | 1.5763 | 5.005 | 1.0309
12 | 73000 | 0.1279 | 42.2656 | 0.022404 | -57.0878 | -28.8405 | 2.5743 | 14.9039 | 9.1955 | 0.45056 | 0.85393 | 5.9221 | 0.81766 | 0.48704 | -0.43657 | 1.0729 | 1.553 | 5.0431 | 1.0747
12 | 73500 | 0.16762 | 42.2866 | 0.019784 | -57.0991 | -28.8278 | 2.6067 | 14.9223 | 9.1678 | 0.45045 | 0.81882 | 5.9109 | 0.83007 | 0.46289 | -0.39962 | 1.0843 | 1.5112 | 5.0115 | 1.0756
12 | 74000 | 0.15929 | 42.2895 | 0.03551 | -57.1772 | -28.7718 | 2.5876 | 14.9413 | 9.2229 | 0.41463 | 0.82001 | 5.9459 | 0.85447 | 0.4583 | -0.38899 | 1.1398 | 1.4866 | 4.9002 | 1.082
12 | 74500 | 0.15857 | 42.289 | 0.077842 | -57.1382 | -28.8763 | 2.6287 | 14.9969 | 9.2377 | 0.37743 | 0.86772 | 5.8851 | 0.83824 | 0.40721 | -0.4127 | 1.1341 | 1.5231 | 4.9044 | 1.1012
12 | 75000 | 0.1169 | 42.2808 | 0.13448 | -57.1288 | -28.8726 | 2.5949 | 15.0012 | 9.2148 | 0.40534 | 0.86995 | 5.903 | 0.82075 | 0.43297 | -0.43391 | 1.115 | 1.4758 | 4.9001 | 1.1695
12 | 75500 | 0.073104 | 42.2729 | 0.13987 | -57.1548 | -28.9816 | 2.6345 | 15.0397 | 9.2434 | 0.4166 | 0.8839 | 5.8727 | 0.8531 | 0.4057 | -0.43253 | 1.1179 | 1.4523 | 4.9558 | 1.2075
12 | 76000 | 0.016955 | 42.2507 | 0.17 | -57.1614 | -28.9851 | 2.6115 | 14.9688 | 9.1844 | 0.42158 | 0.92202 | 5.9161 | 0.8496 | 0.38822 | -0.41739 | 1.1666 | 1.4872 | 4.9424 | 1.2678
12 | 76500 | -0.010968 | 42.2621 | 0.18694 | -57.1297 | -29.0574 | 2.6087 | 14.9742 | 9.1508 | 0.50819 | 0.9238 | 5.9331 | 0.86589 | 0.37658 | -0.39214 | 1.1275 | 1.495 | 4.9471 | 1.2304
12 | 77000 | -0.017798 | 42.2545 | 0.2492 | -57.1309 | -29.0586 | 2.5927 | 14.9808 | 9.1483 | 0.53203 | 0.90576 | 5.961 | 0.81083 | 0.37073 | -0.351 | 1.1587 | 1.479 | 4.9564 | 1.1584
12 | 77500 | -0.071944 | 42.2658 | 0.27758 | -57.1497 | -29.0814 | 2.5729 | 14.9601 | 9.1316 | 0.50675 | 0.94108 | 5.9396 | 0.8065 | 0.35392 | -0.3587 | 1.1623 | 1.5526 | 4.9752 | 1.2159
12 | 78000 | -0.031986 | 42.2664 | 0.28549 | -57.1052 | -29.0343 | 2.5216 | 14.9077 | 9.0917 | 0.53826 | 0.94154 | 5.9257 | 0.82693 | 0.41938 | -0.36347 | 1.1724 | 1.5016 | 4.9218 | 1.2145
12 | 78500 | -0.034273 | 42.2862 | 0.30002 | -57.0651 | -29.0972 | 2.4481 | 14.9141 | 9.0593 | 0.56951 | 0.95799 | 5.8961 | 0.77862 | 0.40494 | -0.32528 | 1.1988 | 1.5137 | 4.968 | 1.2264
12 | 79000 | -0.041133 | 42.2625 | 0.29437 | -57.0407 | -29.0892 | 2.4417 | 14.9036 | 9.0687 | 0.52873 | 0.96246 | 5.9052 | 0.83297 | 0.34356 | -0.30282 | 1.1936 | 1.4879 | 4.9782 | 1.2703
12 | 79500 | -0.044197 | 42.2683 | 0.27559 | -57.0867 | -29.1275 | 2.4713 | 14.8993 | 9.097 | 0.53332 | 0.95919 | 5.9103 | 0.82891 | 0.32728 | -0.32299 | 1.2566 | 1.5169 | 5.0181 | 1.2194
12 | 80000 | -0.046009 | 42.2136 | 0.26663 | -57.0571 | -29.0507 | 2.4985 | 14.8898 | 9.077 | 0.50938 | 1.0051 | 5.8907 | 0.87971 | 0.33716 | -0.37133 | 1.2583 | 1.4475 | 4.9996 | 1.2521
12 | 80500 | -0.039285 | 42.2855 | 0.2399 | -57.1541 | -29.023 | 2.4732 | 14.886 | 9.0856 | 0.52927 | 1.0015 | 5.9229 | 0.89375 | 0.29518 | -0.36743 | 1.2858 | 1.4363 | 5.0672 | 1.1816
12 | 81000 | -0.040699 | 42.252 | 0.23694 | -57.1756 | -28.9961 | 2.4652 | 14.8793 | 9.0733 | 0.48094 | 1.0655 | 5.9171 | 0.86249 | 0.26642 | -0.33363 | 1.3332 | 1.4502 | 5.0684 | 1.1951
12 | 81500 | -0.022013 | 42.2579 | 0.19679 | -57.1483 | -29.0046 | 2.4924 | 14.9101 | 9.082 | 0.46971 | 1.075 | 5.8628 | 0.85348 | 0.25786 | -0.31552 | 1.3915 | 1.4186 | 5.0267 | 1.1956
12 | 82000 | -0.0021375 | 42.2846 | 0.20041 | -57.0578 | -29.0451 | 2.4858 | 14.8551 | 9.1118 | 0.5028 | 1.0852 | 5.9064 | 0.82239 | 0.24447 | -0.30091 | 1.3584 | 1.4017 | 5.0141 | 1.1328
12 | 82500 | 0.0020843 | 42.3182 | 0.21 | -57.0767 | -29.1573 | 2.491 | 14.8536 | 9.0947 | 0.52292 | 1.0497 | 5.9243 | 0.83046 | 0.26293 | -0.25513 | 1.3849 | 1.3537 | 4.9989 | 1.1918
12 | 83000 | 0.016044 | 42.3487 | 0.15977 | -57.0875 | -29.1828 | 2.5021 | 14.917 | 9.1062 | 0.52985 | 1.009 | 5.8911 | 0.82484 | 0.26039 | -0.20116 | 1.3824 | 1.366 | 4.963 | 1.195
12 | 83500 | 0.00093679 | 42.3255 | 0.12531 | -57.1046 | -29.188 | 2.4542 | 14.871 | 9.097 | 0.55129 | 0.99585 | 5.8986 | 0.85285 | 0.29398 | -0.20933 | 1.4046 | 1.396 | 5.0299 | 1.2049
12 | 84000 | -0.018407 | 42.3564 | 0.12096 | -57.1679 | -29.2143 | 2.4695 | 14.9173 | 9.1141 | 0.5268 | 1.0169 | 5.8597 | 0.86087 | 0.30036 | -0.2058 | 1.4528 | 1.3835 | 5.0165 | 1.2109
12 | 84500 | -0.036075 | 42.3661 | 0.13991 | -57.1489 | -29.169 | 2.4936 | 14.9197 | 9.1447 | 0.51528 | 1.0084 | 5.8336 | 0.87691 | 0.29241 | -0.21314 | 1.474 | 1.3873 | 4.9327 | 1.1825
12 | 85000 | -0.057915 | 42.321 | 0.13555 | -57.1085 | -29.1292 | 2.4851 | 14.8779 | 9.1394 | 0.53845 | 1.0408 | 5.8212 | 0.88194 | 0.24133 | -0.17953 | 1.4846 | 1.4368 | 4.8793 | 1.1917
12 | 85500 | -0.043092 | 42.2864 | 0.19464 | -57.0859 | -29.191 | 2.4494 | 14.9126 | 9.185 | 0.57524 | 1.0221 | 5.8043 | 0.88911 | 0.24444 | -0.22553 | 1.461 | 1.4314 | 4.9239 | 1.166
12 | 86000 | -0.11689 | 42.3089 | 0.17162 | -57.1304 | -29.2244 | 2.47 | 14.934 | 9.2243 | 0.56395 | 1.0225 | 5.7876 | 0.89329 | 0.24558 | -0.18511 | 1.4763 | 1.4486 | 4.8817 | 1.2284
12 | 86500 | -0.13667 | 42.2824 | 0.14716 | -57.1534 | -29.203 | 2.5011 | 14.9294 | 9.2277 | 0.59259 | 0.99583 | 5.7868 | 0.87716 | 0.25892 | -0.21878 | 1.4834 | 1.4765 | 4.9188 | 1.2342
12 | 87000 | -0.14853 | 42.2816 | 0.08974 | -57.1065 | -29.2018 | 2.4979 | 14.9282 | 9.206 | 0.6147 | 1.0629 | 5.7701 | 0.8343 | 0.24267 | -0.21424 | 1.4937 | 1.4817 | 4.9308 | 1.2367
12 | 87500 | -0.11676 | 42.2421 | 0.082781 | -57.0619 | -29.2528 | 2.5233 | 14.9158 | 9.201 | 0.60106 | 1.0591 | 5.8047 | 0.83197 | 0.22324 | -0.21628 | 1.4934 | 1.4903 | 4.9481 | 1.231
12 | 88000 | -0.061238 | 42.2337 | 0.06721 | -57.0779 | -29.2469 | 2.5437 | 14.9302 | 9.2659 | 0.57944 | 1.0573 | 5.7623 | 0.81122 | 0.27931 | -0.24012 | 1.5256 | 1.5046 | 4.8994 | 1.1662
12 | 88500 | -0.089044 | 42.2678 | 0.086939 | -57.0517 | -29.2832 | 2.534 | 14.929 | 9.2481 | 0.62932 | 1.0126 | 5.7534 | 0.77833 | 0.26308 | -0.26054 | 1.5523 | 1.5083 | 4.9044 | 1.2169
12 | 89000 | -0.078048 | 42.3089 | 0.051507 | -57.0655 | -29.3358 | 2.5441 | 14.9543 | 9.2193 | 0.61816 | 1.0696 | 5.7612 | 0.8256 | 0.27987 | -0.25365 | 1.5269 | 1.4742 | 4.9018 | 1.1976
12 | 89500 | -0.038377 | 42.3283 | 0.0582 | -57.0901 | -29.3865 | 2.5621 | 14.9442 | 9.2509 | 0.61039 | 1.0608 | 5.7761 | 0.83838 | 0.30053 | -0.24636 | 1.5252 | 1.4364 | 4.8629 | 1.2069
12 | 90000 | -0.025842 | 42.3734 | 0.064914 | -57.148 | -29.4305 | 2.5242 | 14.9735 | 9.3067 | 0.62303 | 1.0427 | 5.8086 | 0.81304 | 0.32817 | -0.23926 | 1.5022 | 1.4282 | 4.9283 | 1.1267
12 | 90500 | -0.02581 | 42.3782 | 0.13756 | -57.1311 | -29.442 | 2.4903 | 14.9517 | 9.3027 | 0.58736 | 1.0296 | 5.8082 | 0.82783 | 0.34523 | -0.24282 | 1.4973 | 1.4357 | 4.9351 | 1.115
12 | 91000 | -0.01021 | 42.3888 | 0.10989 | -57.1047 | -29.5058 | 2.5066 | 14.8963 | 9.3021 | 0.60573 | 1.0579 | 5.8135 | 0.83545 | 0.34907 | -0.20597 | 1.4997 | 1.483 | 4.9032 | 1.0756
12 | 91500 | -0.0076318 | 42.3091 | 0.1421 | -57.0749 | -29.5046 | 2.5001 | 14.8855 | 9.2996 | 0.59875 | 1.0268 | 5.8317 | 0.85155 | 0.34782 | -0.17874 | 1.5071 | 1.4868 | 4.8772 | 1.1017
12 | 92000 | -0.017823 | 42.2905 | 0.13661 | -57.0233 | -29.4966 | 2.538 | 14.9271 | 9.2824 | 0.63643 | 1.0156 | 5.8351 | 0.86991 | 0.33011 | -0.20733 | 1.5039 | 1.45 | 4.9183 | 1.0111
12 | 92500 | -0.01326 | 42.3087 | 0.12223 | -57.0172 | -29.4884 | 2.5008 | 14.9411 | 9.3066 | 0.63807 | 0.98724 | 5.8293 | 0.82258 | 0.33537 | -0.21348 | 1.5522 | 1.4473 | 4.9156 | 1.0251
12 | 93000 | -0.015844 | 42.3397 | 0.10295 | -57.0563 | -29.5535 | 2.5256 | 14.9163 | 9.3093 | 0.63746 | 0.98648 | 5.8456 | 0.81743 | 0.31163 | -0.16463 | 1.5671 | 1.4895 | 4.9246 | 1.0166
12 | 93500 | 0.013351 | 42.3375 | 0.11576 | -57.0399 | -29.4995 | 2.5108 | 14.8801 | 9.2525 | 0.63922 | 0.9678 | 5.8501 | 0.81533 | 0.30439 | -0.14674 | 1.5915 | 1.4902 | 4.9272 | 0.99058
12 | 94000 | 0.012767 | 42.352 | 0.11516 | -57.0246 | -29.5183 | 2.517 | 14.8313 | 9.274 | 0.59744 | 0.99189 | 5.8602 | 0.80048 | 0.30448 | -0.15573 | 1.5975 | 1.5216 | 4.9697 | 0.95303
12 | 94500 | 0.019155 | 42.3698 | 0.090764 | -57.0421 | -29.4824 | 2.499 | 14.8143 | 9.2525 | 0.6168 | 0.94048 | 5.8655 | 0.80955 | 0.3249 | -0.12135 | 1.6018 | 1.5555 | 4.9319 | 0.95383
12 | 95000 | 0.035695 | 42.308 | 0.10938 | -56.9879 | -29.5114 | 2.5197 | 14.7757 | 9.2806 | 0.59845 | 0.94405 | 5.8801 | 0.7919 | 0.27905 | -0.13733 | 1.6073 | 1.5389 | 4.9909 | 0.97683
12 | 95500 | 0.073419 | 42.2901 | 0.094957 | -57.0079 | -29.4981 | 2.5085 | 14.7826 | 9.2702 | 0.61833 | 0.98921 | 5.8664 | 0.7838 | 0.27515 | -0.12824 | 1.5867 | 1.575 | 4.9695 | 0.95033
12 | 96000 | 0.093959 | 42.3661 | 0.075115 | -57.1292 | -29.4948 | 2.5382 | 14.8265 | 9.247 | 0.593 | 0.98373 | 5.8574 | 0.83006 | 0.27364 | -0.1775 | 1.5661 | 1.6076 | 5.0028 | 0.94019
12 | 96500 | 0.018762 | 42.348 | 0.090153 | -57.0995 | -29.4958 | 2.5738 | 14.8729 | 9.2346 | 0.61722 | 0.97054 | 5.8325 | 0.81621 | 0.2841 | -0.1836 | 1.5434 | 1.6085 | 5.0148 | 0.95322
12 | 97000 | 0.0414 | 42.3056 | 0.09652 | -57.0714 | -29.4984 | 2.5605 | 14.8282 | 9.2561 | 0.6282 | 0.95839 | 5.8609 | 0.78989 | 0.25615 | -0.18947 | 1.5405 | 1.6467 | 5.0099 | 0.98037
12 | 97500 | 0.076794 | 42.3191 | 0.091433 | -57.069 | -29.4866 | 2.533 | 14.8433 | 9.2094 | 0.66012 | 0.94786 | 5.8566 | 0.77323 | 0.24606 | -0.20485 | 1.5207 | 1.6626 | 5.0139 | 1.0063
12 | 98000 | 0.055339 | 42.2968 | 0.096346 | -57.1036 | -29.4906 | 2.5404 | 14.8178 | 9.1819 | 0.6857 | 0.94191 | 5.8666 | 0.78241 | 0.23064 | -0.19742 | 1.556 | 1.6796 | 5.005 | 1.0552
12 | 98500 | 0.079573 | 42.2637 | 0.06467 | -57.0021 | -29.5024 | 2.5582 | 14.7871 | 9.1644 | 0.69408 | 0.89362 | 5.8752 | 0.7849 | 0.24281 | -0.17542 | 1.5504 | 1.6918 | 5.0297 | 0.99971
12 | 99000 | 0.1303 | 42.2691 | 0.056188 | -57.0202 | -29.5064 | 2.5688 | 14.7909 | 9.1648 | 0.69151 | 0.90142 | 5.8462 | 0.82007 | 0.24342 | -0.18551 | 1.5311 | 1.6676 | 5.0311 | 0.99967
12 | 99500 | 0.13697 | 42.2856 | 0.056997 | -57.029 | -29.477 | 2.5788 | 14.7801 | 9.1915 | 0.64496 | 0.91779 | 5.8139 | 0.83992 | 0.25177 | -0.19582 | 1.5042 | 1.6546 | 5.0195 | 1.0253
12 | 100000 | 0.13134 | 42.2811 | 0.045311 | -57.0034 | -29.4385 | 2.5888 | 14.7566 | 9.1858 | 0.62583 | 0.92769 | 5.806 | 0.85043 | 0.2453 | -0.18 | 1.5098 | 1.6331 | 4.9605 | 1.0744
13 | 100 | -3.1495 | 37.7324 | -0.31938 | -81.353 | -27.2561 | 7.8406 | 25.6196 | 4.144 | 8.0005 | -6.1985 | -14.0908 | 14.9676 | 5.6236 | 7.1189 | -4.1949 | 7.722 | 8.0606 | 9.7325
13 | 500 | -2.2429 | 40.5526 | -0.23533 | -62.3767 | -31.7418 | -0.57368 | 22.2871 | 8.2874 | -0.037633 | -3.7875 | 3.1832 | -0.38572 | -4.5383 | 0.918 | 2.8381 | 7.3477 | 9.6636 | 10.8419
13 | 1000 | 3.1408 | 38.7989 | -4.6302 | -55.6972 | -35.8539 | 0.011109 | 19.5182 | 10.068 | 3.6676 | -3.4751 | 0.6536 | 3.1661 | -2.4281 | 2.4006 | 2.825 | 6.3545 | 6.1363 | 5.3437
13 | 1500 | 4.7151 | 41.5055 | -3.1918 | -58.7673 | -34.5231 | 1.3266 | 17.9731 | 10.4228 | 3.0383 | -2.6935 | 1.6039 | 3.4926 | -0.086278 | 3.1004 | 4.282 | 2.5764 | 3.6964 | 1.5288
13 | 2000 | 1.6884 | 43.3294 | -2.3757 | -58.7261 | -36.4909 | -0.058587 | 18.3121 | 11.2319 | 3.2921 | -0.7901 | 4.2426 | 1.9823 | 0.20748 | 3.4353 | 3.0866 | 1.4278 | 4.7886 | 1.4168
13 | 2500 | 1.2953 | 43.8209 | -2.3536 | -58.4776 | -34.178 | -0.025722 | 17.4593 | 10.4527 | 1.8857 | 1.7317 | 2.9673 | 1.1872 | 0.52746 | 2.5463 | 2.1882 | 2.5203 | 5.8642 | 0.58845
13 | 3000 | 1.2293 | 43.5426 | -1.1637 | -57.3764 | -34.423 | -0.32035 | 17.2136 | 9.445 | 1.8336 | 2.6031 | 3.9846 | 1.5234 | 0.63791 | 2.6324 | 0.92755 | 2.6896 | 5.5457 | -0.5248
13 | 3500 | 1.0255 | 42.6611 | -1.2399 | -56.5087 | -33.8943 | 0.55442 | 15.0672 | 10.2558 | 0.7444 | 2.9563 | 4.466 | 1.6869 | 0.70551 | 2.2439 | 0.22984 | 2.1823 | 6.8558 | 0.0078787
13 | 4000 | 0.62273 | 42.477 | -1.6056 | -58.2808 | -33.4935 | 1.0372 | 15.9594 | 11.6492 | 0.97295 | 1.8234 | 3.3728 | 2.1979 | 1.5106 | 2.8044 | 0.76726 | 1.627 | 6.9508 | -0.39271
13 | 4500 | 0.75861 | 42.4735 | -1.0299 | -57.5209 | -32.616 | 1.1423 | 15.8173 | 11.672 | 0.75523 | 2.1257 | 3.2552 | 1.7503 | 1.0545 | 1.7553 | 0.54683 | 1.5382 | 5.6632 | 0.85886
13 | 5000 | 0.20731 | 42.3587 | -0.86082 | -57.3774 | -31.5686 | 1.7251 | 16.0026 | 10.7597 | 0.16701 | 1.1297 | 3.8511 | 1.188 | 0.78138 | 1.549 | 0.31433 | 2.3643 | 5.5125 | 1.896
13 | 5500 | 0.49755 | 41.8059 | -0.3942 | -58.0419 | -32.2925 | 1.8129 | 16.273 | 10.818 | -0.14325 | 0.87392 | 4.8304 | 0.77785 | 0.94906 | 1.3971 | 0.78617 | 2.5549 | 5.2206 | 2.2746
13 | 6000 | 0.11444 | 41.7191 | -0.1769 | -57.389 | -32.1168 | 1.6055 | 16.2297 | 10.4513 | -0.21564 | 1.2004 | 5.0148 | 0.48365 | 0.97683 | 0.96606 | 0.63067 | 2.9567 | 4.9512 | 2.5981
13 | 6500 | 0.11361 | 41.7352 | 0.40933 | -56.4055 | -32.5458 | 1.2008 | 16.1955 | 9.9327 | -0.4841 | 1.042 | 4.7498 | -0.031572 | 1.167 | 0.64469 | 0.70771 | 3.032 | 5.7077 | 2.8288
13 | 7000 | 0.188 | 41.8144 | -0.52729 | -56.6361 | -31.6132 | 1.2978 | 16.381 | 9.4914 | -0.13247 | 1.6121 | 5.0013 | 0.0044576 | 1.6388 | 0.67551 | 1.034 | 2.7579 | 5.322 | 1.6903
13 | 7500 | 0.39201 | 42.0811 | -0.15277 | -56.2378 | -31.0294 | 1.1109 | 16.2003 | 9.2674 | -0.22573 | 1.1623 | 5.0731 | -0.049655 | 2.0946 | 0.66574 | 0.61636 | 2.8814 | 4.8747 | 1.2753
13 | 8000 | 0.18285 | 41.7318 | 0.27416 | -55.6179 | -31.2931 | 1.2295 | 16.2602 | 8.9906 | -0.30568 | 0.92672 | 5.3734 | 0.061961 | 1.7234 | 0.31004 | 0.30326 | 3.0935 | 5.0107 | 1.7446
13 | 8500 | 0.25767 | 41.6437 | -0.1764 | -55.2599 | -31.6323 | 1.3363 | 15.9861 | 8.9291 | -0.58657 | 0.99602 | 5.0307 | 0.48468 | 1.7323 | 0.57584 | 0.79253 | 3.0358 | 5.145 | 1.7095
13 | 9000 | 0.34025 | 41.3596 | -0.46029 | -54.7203 | -30.8489 | 1.5407 | 15.8771 | 9.2485 | -0.79078 | 1.1642 | 4.8701 | 0.32034 | 1.6669 | 0.43915 | 1.0412 | 2.8195 | 4.9086 | 1.2242
13 | 9500 | 0.13723 | 41.0102 | -0.031671 | -54.3029 | -30.156 | 1.4767 | 15.3707 | 8.908 | -0.5651 | 1.3994 | 4.6525 | 0.092824 | 1.2394 | 0.61108 | 1.1829 | 2.8627 | 4.712 | 1.3999
13 | 10000 | -0.24729 | 40.9102 | 0.022835 | -54.2149 | -30.2606 | 1.36 | 15.2027 | 8.8548 | -0.64286 | 1.616 | 5.1602 | -0.1953 | 1.5092 | 0.41298 | 1.3887 | 3.0308 | 5.1367 | 0.95573
13 | 10500 | 0.05498 | 41.168 | 0.14759 | -54.5423 | -30.2489 | 1.3517 | 15.1441 | 8.7194 | -0.61556 | 1.5015 | 5.0851 | -0.218 | 1.2723 | 0.2516 | 1.334 | 2.913 | 5.2065 | 1.4749
13 | 11000 | -0.27305 | 41.0005 | 0.13898 | -54.5959 | -30.383 | 1.5432 | 15.1068 | 9.0071 | -0.4025 | 1.501 | 5.0892 | -0.2791 | 1.2963 | 0.28757 | 1.3176 | 2.9487 | 5.2199 | 1.4766
13 | 11500 | -0.093479 | 40.9479 | -0.2353 | -53.9795 | -30.1422 | 1.543 | 15.0984 | 8.8576 | -0.51782 | 1.2299 | 4.9056 | -0.31026 | 1.1856 | 0.57623 | 1.4495 | 2.8131 | 5.0525 | 1.619
13 | 12000 | -0.24631 | 40.8995 | -0.36368 | -54.2499 | -30.272 | 1.558 | 15.3452 | 8.8745 | -0.51634 | 1.224 | 4.8039 | -0.49869 | 1.4359 | 0.31264 | 1.6139 | 2.9402 | 5.6319 | 1.5073
13 | 12500 | -0.41677 | 40.9828 | -0.34669 | -54.6938 | -30.7693 | 2.0009 | 15.2161 | 9.1356 | -0.2904 | 1.1761 | 4.859 | -0.36435 | 1.5856 | 0.075337 | 1.6171 | 3.0137 | 5.6809 | 1.5383
13 | 13000 | -0.64114 | 41.1907 | -0.12172 | -54.9039 | -30.6839 | 2.0323 | 15.496 | 9.359 | -0.24558 | 1.0496 | 4.8398 | -0.15605 | 1.5966 | -0.060031 | 1.575 | 2.8051 | 5.1441 | 1.7242
13 | 13500 | -0.71165 | 41.1816 | -0.11576 | -54.7614 | -30.7933 | 2.0894 | 15.6168 | 9.2835 | -0.30072 | 0.9078 | 4.98 | 0.09948 | 1.6296 | 0.17679 | 1.4462 | 2.694 | 4.9164 | 1.6611
13 | 14000 | -0.68235 | 41.25 | -0.089665 | -54.8395 | -30.9357 | 2.3024 | 15.4434 | 9.2733 | -0.25936 | 1.0622 | 4.9471 | 0.11651 | 1.5441 | 0.14475 | 1.4616 | 2.9303 | 4.9222 | 1.4087
13 | 14500 | -0.81866 | 41.2092 | -0.078096 | -55.2133 | -31.0616 | 2.4527 | 15.4551 | 9.5311 | -0.14316 | 1.1324 | 5.1166 | -0.10255 | 1.7623 | -0.035667 | 1.4739 | 3.003 | 4.9692 | 1.3474
13 | 15000 | -0.71667 | 41.2045 | 0.11068 | -55.0317 | -31.2664 | 2.5707 | 15.3899 | 9.4945 | -0.39483 | 1.1605 | 5.2454 | -0.14982 | 1.5375 | 0.086657 | 1.5424 | 2.7779 | 5.0828 | 1.356
13 | 15500 | -1.0092 | 40.9827 | 0.23816 | -55.0354 | -31.2128 | 2.6871 | 15.1766 | 9.5165 | -0.31925 | 1.2769 | 5.4697 | -0.14765 | 1.4314 | 0.22975 | 1.5421 | 2.705 | 4.7133 | 1.7551
13 | 16000 | -1.1459 | 41.01 | 0.43513 | -55.1389 | -31.1004 | 2.8406 | 15.1956 | 9.6991 | -0.25703 | 1.072 | 5.1492 | -0.025552 | 1.4267 | 0.11903 | 1.474 | 2.7778 | 4.5253 | 1.9432
13 | 16500 | -1.0668 | 40.9919 | 0.50396 | -54.9461 | -31.1169 | 2.8829 | 15.1542 | 9.8201 | -0.26213 | 1.0412 | 5.1734 | -0.11811 | 1.3708 | -0.046914 | 1.5862 | 2.736 | 4.3443 | 1.9522
13 | 17000 | -1.1897 | 40.7654 | 0.54168 | -54.7164 | -31.025 | 2.887 | 15.0726 | 9.9769 | -0.37864 | 0.99692 | 5.2009 | -0.018359 | 1.3382 | -0.20805 | 1.7746 | 2.8359 | 4.3518 | 1.7943
13 | 17500 | -1.2477 | 40.5859 | 0.72213 | -54.527 | -30.9868 | 3.1868 | 15.1598 | 9.847 | -0.42751 | 0.84581 | 5.1488 | 0.12445 | 1.277 | -0.44514 | 1.6464 | 2.747 | 4.5339 | 1.809
13 | 18000 | -1.367 | 40.5685 | 0.58341 | -54.4634 | -31.4322 | 3.1479 | 15.3778 | 9.9218 | -0.41557 | 0.84045 | 5.2368 | 0.22242 | 1.1976 | -0.56136 | 1.542 | 2.8112 | 4.8141 | 1.9757
13 | 18500 | -1.3094 | 40.5546 | 0.50515 | -54.6357 | -31.2162 | 3.2629 | 15.3755 | 10.023 | -0.34532 | 0.78976 | 5.2922 | 0.15526 | 0.98202 | -0.48231 | 1.6094 | 2.5979 | 4.907 | 1.9343
13 | 19000 | -1.314 | 40.7697 | 0.5321 | -54.52 | -31.1138 | 3.3097 | 15.5099 | 10.1008 | -0.32737 | 0.70732 | 5.4023 | 0.023147 | 0.93242 | -0.58837 | 1.4509 | 2.48 | 4.9609 | 1.6843
13 | 19500 | -1.4416 | 40.5155 | 0.54288 | -54.4985 | -30.9608 | 3.3898 | 15.597 | 10.0867 | -0.3362 | 0.73623 | 5.446 | 0.084289 | 0.96561 | -0.45232 | 1.3445 | 2.5459 | 5.0472 | 1.3879
13 | 20000 | -1.4192 | 40.5659 | 0.59643 | -54.7079 | -31.1617 | 3.2419 | 15.6191 | 10.171 | -0.22698 | 0.81374 | 5.5283 | 0.10572 | 0.88478 | -0.26129 | 1.3721 | 2.3385 | 4.9509 | 1.5889
13 | 20500 | -1.3307 | 40.6168 | 0.65652 | -54.5794 | -31.2592 | 3.239 | 15.7089 | 10.1575 | -0.24238 | 0.60881 | 5.4248 | 0.16068 | 0.78878 | -0.085945 | 1.1883 | 2.3679 | 5.0041 | 1.5756
13 | 21000 | -1.4566 | 40.6307 | 0.69625 | -54.6371 | -31.3265 | 3.068 | 15.7347 | 10.1904 | -0.18094 | 0.62669 | 5.2625 | 0.29162 | 0.71602 | 0.034175 | 1.0969 | 2.4751 | 5.1136 | 1.6645
13 | 21500 | -1.463 | 40.5919 | 0.50664 | -54.4628 | -31.0198 | 3.2262 | 15.5721 | 10.1403 | -0.45953 | 0.58723 | 5.3551 | 0.30968 | 0.59027 | 0.095856 | 1.1375 | 2.4028 | 5.0897 | 1.7998
13 | 22000 | -1.2662 | 40.7458 | 0.66874 | -54.7447 | -31.2096 | 2.9977 | 15.7825 | 10.1581 | -0.505 | 0.53759 | 5.2509 | 0.62477 | 0.50926 | 0.13152 | 1.0128 | 2.4754 | 4.9901 | 1.8404
13 | 22500 | -1.2028 | 40.5912 | 0.81107 | -54.6403 | -30.9837 | 3.0114 | 15.8396 | 10.0274 | -0.42249 | 0.61606 | 5.3439 | 0.5394 | 0.48627 | 0.15139 | 0.80381 | 2.4632 | 4.9108 | 1.6538
13 | 23000 | -1.2582 | 40.6266 | 0.77978 | -54.6041 | -30.8472 | 2.9887 | 15.7449 | 10.1742 | -0.24913 | 0.51064 | 5.1875 | 0.7328 | 0.49675 | 0.22876 | 0.73205 | 2.4317 | 4.7665 | 1.5576
13 | 23500 | -1.1159 | 40.5096 | 0.72695 | -54.5022 | -30.677 | 2.9181 | 15.7403 | 10.1833 | -0.27563 | 0.53984 | 5.1975 | 0.58309 | 0.66843 | 0.25253 | 0.84335 | 2.3831 | 4.7387 | 1.286
13 | 24000 | -1.0425 | 40.4999 | 0.89589 | -54.3894 | -30.7795 | 2.837 | 15.7629 | 10.159 | -0.35601 | 0.43305 | 5.1574 | 0.46994 | 0.74251 | 0.13923 | 0.87001 | 2.2933 | 4.8699 | 1.4373
13 | 24500 | -0.89938 | 40.6531 | 0.92252 | -54.3994 | -30.8645 | 2.8278 | 15.6341 | 10.227 | -0.37697 | 0.27959 | 5.1963 | 0.35423 | 0.97324 | 0.041769 | 0.75423 | 2.2991 | 4.7861 | 1.591
13 | 25000 | -0.92665 | 40.7413 | 0.87629 | -54.4741 | -31.0516 | 2.7966 | 15.5194 | 10.3751 | -0.39608 | 0.49143 | 5.1897 | 0.41334 | 0.84594 | 0.028506 | 1.0121 | 2.2128 | 4.6918 | 1.6541
13 | 25500 | -0.8956 | 40.8112 | 0.83306 | -54.4831 | -31.0978 | 2.7738 | 15.3797 | 10.2602 | -0.13428 | 0.44627 | 5.1872 | 0.51622 | 0.91652 | 0.027828 | 0.89876 | 2.135 | 5.0308 | 1.3942
13 | 26000 | -0.85997 | 40.8103 | 0.83381 | -54.5857 | -31.1573 | 2.872 | 15.3766 | 10.2491 | -0.010175 | 0.39357 | 5.0559 | 0.46433 | 0.93309 | -0.046933 | 0.94269 | 2.2945 | 5.1529 | 1.2814
13 | 26500 | -0.72892 | 40.7436 | 0.84891 | -54.6697 | -31.3023 | 2.9438 | 15.3247 | 10.3612 | -0.054196 | 0.44015 | 5.1044 | 0.38087 | 0.90869 | 0.048809 | 0.97677 | 2.1952 | 5.1457 | 1.3324
13 | 27000 | -0.80451 | 40.7575 | 0.88532 | -54.6 | -31.2094 | 3.0644 | 15.1936 | 10.3371 | -0.039757 | 0.43184 | 5.0933 | 0.22917 | 1.008 | -0.03026 | 1.02 | 2.3195 | 5.1606 | 1.1836
13 | 27500 | -0.88989 | 40.6622 | 0.89146 | -54.7321 | -31.2091 | 3.1428 | 15.1475 | 10.2831 | -0.064052 | 0.32289 | 5.1487 | 0.1899 | 1.1479 | -0.01058 | 1.0306 | 2.3605 | 5.2857 | 1.2924
13 | 28000 | -1.0382 | 40.5538 | 0.84049 | -54.5944 | -31.1143 | 3.226 | 15.1268 | 10.2665 | -0.011927 | 0.44172 | 5.0886 | 0.17003 | 1.1513 | -0.04507 | 1.0492 | 2.344 | 5.3712 | 1.1742
13 | 28500 | -1.1242 | 40.6163 | 0.86192 | -54.6535 | -31.0498 | 3.2481 | 15.0455 | 10.2199 | 0.095954 | 0.48191 | 5.1005 | 0.20962 | 1.1699 | 0.010079 | 1.1318 | 2.2292 | 5.48 | 0.92662
13 | 29000 | -1.0482 | 40.6507 | 0.71421 | -54.8078 | -30.9193 | 3.2281 | 15.0534 | 10.2517 | 0.066084 | 0.38415 | 5.0765 | 0.082962 | 1.2552 | 0.1272 | 1.0622 | 2.3212 | 5.5245 | 0.97708
13 | 29500 | -1.0426 | 40.6122 | 0.77911 | -54.6932 | -31.0307 | 3.1208 | 15.0641 | 10.1845 | -0.078967 | 0.39975 | 5.0619 | 0.23153 | 1.3539 | 0.029053 | 1.0711 | 2.3039 | 5.527 | 1.1066
13 | 30000 | -0.90072 | 40.6455 | 0.64902 | -54.6318 | -31.0724 | 3.1304 | 15.0211 | 10.1975 | -0.16715 | 0.4289 | 5.1474 | 0.2448 | 1.3418 | -0.14428 | 1.0181 | 2.3727 | 5.5695 | 1.1497
13 | 30500 | -0.87238 | 40.5185 | 0.73845 | -54.5527 | -30.9942 | 3.0535 | 15.0204 | 10.223 | -0.10941 | 0.44333 | 5.1732 | 0.25281 | 1.1795 | -0.085498 | 0.90862 | 2.3666 | 5.4956 | 1.2406
13 | 31000 | -0.80979 | 40.5123 | 0.79692 | -54.6517 | -31.0556 | 3.0522 | 15.1403 | 10.2127 | -0.24854 | 0.513 | 5.2356 | 0.29079 | 1.2288 | -0.12525 | 1.078 | 2.1566 | 5.5892 | 1.0844
13 | 31500 | -0.73023 | 40.5284 | 0.71157 | -54.5751 | -31.0334 | 3.0778 | 15.2301 | 10.1382 | -0.16793 | 0.4645 | 5.2022 | 0.29671 | 1.1449 | -0.19243 | 1.0821 | 2.1097 | 5.5128 | 1.2003
13 | 32000 | -0.78019 | 40.5109 | 0.74141 | -54.5658 | -31.0069 | 2.9662 | 15.1616 | 10.0958 | -0.011023 | 0.47591 | 5.2106 | 0.25669 | 1.1073 | -0.22562 | 1.1712 | 1.9946 | 5.4915 | 1.4058
13 | 32500 | -0.71371 | 40.5298 | 0.81372 | -54.6109 | -30.9509 | 2.8234 | 15.262 | 10.1303 | 0.0065462 | 0.43077 | 5.1694 | 0.5031 | 1.0183 | -0.27252 | 1.1727 | 1.9914 | 5.291 | 1.4056
13 | 33000 | -0.71288 | 40.5616 | 0.71749 | -54.8396 | -30.9495 | 2.6554 | 15.2384 | 10.1406 | 0.011221 | 0.46511 | 5.1859 | 0.50369 | 1.0998 | -0.30279 | 1.2857 | 2.076 | 5.273 | 1.5908
13 | 33500 | -0.6928 | 40.5068 | 0.67663 | -54.6957 | -30.9702 | 2.6078 | 15.1569 | 10.0778 | 0.11542 | 0.473 | 5.2189 | 0.41362 | 1.095 | -0.31059 | 1.3163 | 2.0917 | 5.2893 | 1.6302
13 | 34000 | -0.65634 | 40.6423 | 0.57866 | -54.9427 | -30.8636 | 2.5587 | 15.2147 | 10.1403 | 0.17409 | 0.43112 | 5.2649 | 0.45668 | 1.1293 | -0.33084 | 1.3535 | 2.0397 | 5.1142 | 1.6953
13 | 34500 | -0.62209 | 40.556 | 0.56091 | -55.0637 | -30.8106 | 2.7282 | 15.2693 | 10.1721 | 0.24783 | 0.50917 | 5.308 | 0.44791 | 1.0899 | -0.27819 | 1.3071 | 1.9599 | 5.0381 | 1.5803
13 | 35000 | -0.59193 | 40.492 | 0.53866 | -55.0958 | -30.6978 | 2.7452 | 15.2966 | 10.1032 | 0.2857 | 0.54869 | 5.3332 | 0.4526 | 1.1638 | -0.30788 | 1.3394 | 1.9469 | 4.9267 | 1.5208
13 | 35500 | -0.60377 | 40.4713 | 0.48611 | -55.1155 | -30.7588 | 2.7845 | 15.4136 | 10.1188 | 0.17541 | 0.56112 | 5.3075 | 0.49132 | 1.2283 | -0.26201 | 1.3443 | 1.9742 | 4.9958 | 1.3879
13 | 36000 | -0.58446 | 40.4535 | 0.35033 | -55.1163 | -30.807 | 2.7517 | 15.5351 | 10.1246 | 0.18692 | 0.51013 | 5.3411 | 0.44476 | 1.1742 | -0.25052 | 1.3154 | 2.0755 | 5.0679 | 1.427
13 | 36500 | -0.48517 | 40.4369 | 0.26998 | -55.0384 | -30.7047 | 2.7198 | 15.578 | 10.1309 | 0.18854 | 0.53028 | 5.3214 | 0.34483 | 1.1691 | -0.3676 | 1.3279 | 1.9354 | 5.1436 | 1.4992
13 | 37000 | -0.46391 | 40.3816 | 0.33451 | -54.9955 | -30.7252 | 2.7247 | 15.5575 | 10.1423 | 0.20818 | 0.5004 | 5.3623 | 0.28589 | 1.1414 | -0.34134 | 1.2931 | 1.9325 | 5.2533 | 1.4083
13 | 37500 | -0.39681 | 40.4171 | 0.33291 | -54.9657 | -30.696 | 2.7679 | 15.6905 | 10.1415 | 0.14067 | 0.44223 | 5.3556 | 0.2953 | 1.0971 | -0.28076 | 1.2492 | 1.876 | 5.2146 | 1.3187
13 | 38000 | -0.47274 | 40.4262 | 0.41597 | -54.9752 | -30.6629 | 2.7153 | 15.6287 | 10.0196 | 0.12792 | 0.51116 | 5.4219 | 0.23504 | 1.1024 | -0.15685 | 1.301 | 1.7426 | 5.1342 | 1.4855
13 | 38500 | -0.49374 | 40.482 | 0.49866 | -55.0446 | -30.8286 | 2.7636 | 15.6809 | 10.0808 | 0.095829 | 0.41677 | 5.4729 | 0.33825 | 1.0774 | -0.16395 | 1.32 | 1.7621 | 5.1196 | 1.4221
13 | 39000 | -0.44679 | 40.5302 | 0.5445 | -55.0074 | -30.8213 | 2.7063 | 15.7086 | 10.1157 | 0.15698 | 0.36457 | 5.4808 | 0.38882 | 1.0714 | -0.14898 | 1.302 | 1.6422 | 5.0977 | 1.3146
13 | 39500 | -0.49755 | 40.5237 | 0.52365 | -54.892 | -30.852 | 2.6186 | 15.7492 | 9.9653 | 0.19868 | 0.37135 | 5.4523 | 0.41124 | 1.159 | -0.096285 | 1.2837 | 1.6758 | 5.1461 | 1.2591
13 | 40000 | -0.50978 | 40.4616 | 0.54429 | -54.7572 | -30.8499 | 2.6248 | 15.7246 | 9.9929 | 0.24805 | 0.38866 | 5.4088 | 0.34202 | 1.1781 | -0.046565 | 1.2714 | 1.6018 | 5.0945 | 1.282
13 | 40500 | -0.4482 | 40.4372 | 0.5753 | -54.8391 | -30.905 | 2.5278 | 15.6734 | 10.0878 | 0.27771 | 0.38463 | 5.4733 | 0.34261 | 1.1636 | -0.057518 | 1.3006 | 1.5952 | 5.0954 | 1.3153
13 | 41000 | -0.51028 | 40.4705 | 0.54378 | -54.8895 | -30.9222 | 2.6324 | 15.7056 | 10.0255 | 0.29443 | 0.28204 | 5.4657 | 0.37939 | 1.1879 | -0.059365 | 1.3479 | 1.5651 | 5.1057 | 1.3756
13 | 41500 | -0.53638 | 40.3434 | 0.65819 | -54.6474 | -30.8119 | 2.7148 | 15.5889 | 9.9825 | 0.24677 | 0.34 | 5.5254 | 0.3682 | 1.1287 | -0.15023 | 1.2776 | 1.5736 | 5.0146 | 1.3832
13 | 42000 | -0.48179 | 40.2763 | 0.52403 | -54.5715 | -30.7354 | 2.7628 | 15.6175 | 9.9552 | 0.28976 | 0.36968 | 5.5334 | 0.39659 | 1.0237 | -0.14899 | 1.2574 | 1.5979 | 4.9875 | 1.3459
13 | 42500 | -0.46014 | 40.3295 | 0.46312 | -54.615 | -30.6872 | 2.6875 | 15.5976 | 9.9533 | 0.25586 | 0.42887 | 5.4808 | 0.32334 | 1.0298 | -0.051686 | 1.23 | 1.572 | 5.0302 | 1.4321
13 | 43000 | -0.43163 | 40.3484 | 0.50463 | -54.616 | -30.7815 | 2.7219 | 15.6641 | 9.9649 | 0.19388 | 0.46612 | 5.4859 | 0.38807 | 0.98576 | -0.012568 | 1.2537 | 1.5912 | 5.0044 | 1.2688
13 | 43500 | -0.46472 | 40.2269 | 0.5133 | -54.5508 | -30.766 | 2.765 | 15.6504 | 9.895 | 0.24335 | 0.45197 | 5.4804 | 0.3191 | 0.98809 | 0.026102 | 1.2628 | 1.5738 | 4.9928 | 1.3926
13 | 44000 | -0.40197 | 40.193 | 0.51876 | -54.5548 | -30.8201 | 2.767 | 15.6227 | 9.8593 | 0.23062 | 0.50895 | 5.5503 | 0.2368 | 1.0654 | -0.015945 | 1.2112 | 1.5848 | 5.0413 | 1.4028
13 | 44500 | -0.42986 | 40.1929 | 0.47839 | -54.527 | -30.7721 | 2.8131 | 15.6693 | 9.8401 | 0.13076 | 0.48966 | 5.5502 | 0.26249 | 1.0261 | -0.018479 | 1.2813 | 1.5776 | 5.0171 | 1.4186
13 | 45000 | -0.43407 | 40.1555 | 0.54162 | -54.561 | -30.7458 | 2.7899 | 15.6421 | 9.9258 | 0.092411 | 0.48964 | 5.5332 | 0.29071 | 1.002 | -0.063148 | 1.2879 | 1.6242 | 5.0473 | 1.3817
13 | 45500 | -0.41973 | 40.0959 | 0.5551 | -54.5422 | -30.7966 | 2.7224 | 15.5855 | 9.9211 | 0.1246 | 0.47849 | 5.5563 | 0.30116 | 1.0169 | -0.047163 | 1.297 | 1.6831 | 5.0031 | 1.465
13 | 46000 | -0.34948 | 40.1045 | 0.56842 | -54.6136 | -30.9093 | 2.7439 | 15.6375 | 9.8664 | 0.16475 | 0.4573 | 5.5406 | 0.39158 | 1.034 | 0.018595 | 1.3097 | 1.5864 | 4.966 | 1.4828
13 | 46500 | -0.29914 | 40.0342 | 0.55624 | -54.7111 | -30.7909 | 2.6805 | 15.6639 | 9.9019 | 0.12748 | 0.46312 | 5.5341 | 0.41669 | 1.07 | -0.052323 | 1.2854 | 1.5102 | 5.0476 | 1.562
13 | 47000 | -0.22061 | 40.0279 | 0.58727 | -54.7693 | -30.6798 | 2.6552 | 15.6765 | 9.8707 | 0.14893 | 0.39938 | 5.4888 | 0.39489 | 1.0971 | -0.06087 | 1.268 | 1.4703 | 5.1061 | 1.5395
13 | 47500 | -0.21795 | 39.9514 | 0.65383 | -54.7322 | -30.7084 | 2.6634 | 15.6342 | 9.87 | 0.086637 | 0.32085 | 5.5044 | 0.47415 | 1.0674 | -0.030694 | 1.2412 | 1.5868 | 5.084 | 1.5512
13 | 48000 | -0.18038 | 40.0002 | 0.70265 | -54.7008 | -30.7874 | 2.7179 | 15.6623 | 9.7498 | 0.099566 | 0.36886 | 5.509 | 0.4409 | 1.0708 | -0.084558 | 1.2104 | 1.6307 | 5.0808 | 1.5093
13 | 48500 | -0.11766 | 40.0449 | 0.66782 | -54.6831 | -30.8422 | 2.783 | 15.6297 | 9.69 | 0.07213 | 0.41317 | 5.5178 | 0.4115 | 1.0666 | -0.056334 | 1.1424 | 1.6674 | 5.1014 | 1.4917
13 | 49000 | -0.12409 | 40.143 | 0.63387 | -54.789 | -30.932 | 2.7238 | 15.6591 | 9.7179 | 0.098249 | 0.43267 | 5.5388 | 0.44657 | 1.0691 | 0.0045235 | 1.0803 | 1.7081 | 5.0678 | 1.5212
13 | 49500 | -0.20078 | 40.2892 | 0.64306 | -54.8733 | -30.9274 | 2.7918 | 15.6478 | 9.7078 | 0.12032 | 0.46076 | 5.5616 | 0.45099 | 1.0165 | -0.058293 | 1.1276 | 1.6747 | 5.0082 | 1.5596
13 | 50000 | -0.24213 | 40.3792 | 0.58751 | -54.794 | -30.9414 | 2.7817 | 15.6456 | 9.6849 | 0.099984 | 0.44818 | 5.602 | 0.44051 | 0.92852 | -0.073929 | 1.1294 | 1.6692 | 5.0561 | 1.5987
13 | 50500 | -0.23954 | 40.3231 | 0.59113 | -54.6912 | -30.9748 | 2.7077 | 15.6458 | 9.7862 | 0.11748 | 0.41754 | 5.5905 | 0.52845 | 0.88814 | -0.040609 | 1.1162 | 1.5753 | 5.0825 | 1.5761
13 | 51000 | -0.178 | 40.3172 | 0.55364 | -54.7648 | -30.9724 | 2.6533 | 15.6573 | 9.837 | 0.11462 | 0.4692 | 5.6433 | 0.57598 | 0.85952 | -0.02304 | 1.0482 | 1.6224 | 5.2226 | 1.364
13 | 51500 | -0.21689 | 40.3718 | 0.52246 | -54.7849 | -30.9301 | 2.7052 | 15.6562 | 9.834 | 0.1106 | 0.46133 | 5.6822 | 0.56456 | 0.81794 | -0.030376 | 1.0721 | 1.6976 | 5.1102 | 1.3561
13 | 52000 | -0.2002 | 40.358 | 0.48018 | -54.8943 | -30.8283 | 2.7415 | 15.6589 | 9.7884 | 0.13889 | 0.45025 | 5.6264 | 0.52009 | 0.84142 | -0.053267 | 1.0908 | 1.7244 | 5.1495 | 1.4072
13 | 52500 | -0.28135 | 40.3523 | 0.4886 | -54.947 | -30.7827 | 2.7274 | 15.6731 | 9.8222 | 0.089814 | 0.51796 | 5.6312 | 0.50879 | 0.82956 | -0.10237 | 1.1169 | 1.7721 | 5.1016 | 1.482
13 | 53000 | -0.2414 | 40.3105 | 0.45851 | -54.9621 | -30.8991 | 2.7343 | 15.6826 | 9.7625 | 0.13675 | 0.5976 | 5.6861 | 0.48007 | 0.88567 | -0.015317 | 1.1236 | 1.6805 | 5.2116 | 1.3675
13 | 53500 | -0.25627 | 40.3259 | 0.4326 | -54.9705 | -30.8728 | 2.7297 | 15.6843 | 9.7642 | 0.13551 | 0.71482 | 5.6604 | 0.50626 | 0.89747 | 0.028234 | 1.1531 | 1.6142 | 5.1627 | 1.2903
13 | 54000 | -0.22227 | 40.2775 | 0.39393 | -55.0133 | -30.8474 | 2.7343 | 15.6402 | 9.7269 | 0.15938 | 0.67588 | 5.6653 | 0.61536 | 0.8506 | 0.039427 | 1.1256 | 1.6748 | 5.1689 | 1.3349
13 | 54500 | -0.22542 | 40.2374 | 0.32934 | -54.9793 | -30.7348 | 2.7181 | 15.6929 | 9.7264 | 0.15737 | 0.658 | 5.6495 | 0.6434 | 0.77601 | -0.01056 | 1.1328 | 1.6769 | 5.1497 | 1.4023
13 | 55000 | -0.20414 | 40.2441 | 0.29142 | -55.0481 | -30.7689 | 2.6511 | 15.7537 | 9.7142 | 0.099794 | 0.6826 | 5.6823 | 0.70728 | 0.80631 | -0.021272 | 1.1775 | 1.6609 | 5.1663 | 1.4049
13 | 55500 | -0.16213 | 40.256 | 0.21827 | -54.9433 | -30.7491 | 2.6441 | 15.8083 | 9.7067 | 0.099417 | 0.62457 | 5.6669 | 0.6565 | 0.76837 | -0.043491 | 1.2195 | 1.6717 | 5.2364 | 1.3213
13 | 56000 | -0.24455 | 40.289 | 0.11087 | -54.8237 | -30.7147 | 2.6453 | 15.8134 | 9.6978 | 0.1076 | 0.63294 | 5.7197 | 0.65013 | 0.78074 | -0.022749 | 1.1813 | 1.6492 | 5.2532 | 1.2745
13 | 56500 | -0.18714 | 40.3032 | 0.10421 | -54.7827 | -30.6862 | 2.6779 | 15.8057 | 9.6832 | 0.083786 | 0.65957 | 5.7035 | 0.59328 | 0.79661 | -0.069803 | 1.1523 | 1.6274 | 5.207 | 1.328
13 | 57000 | -0.17608 | 40.3488 | 0.12185 | -54.8108 | -30.6769 | 2.5916 | 15.8159 | 9.7003 | 0.12997 | 0.74662 | 5.7003 | 0.60664 | 0.74194 | -0.080739 | 1.1099 | 1.572 | 5.1609 | 1.3978
13 | 57500 | -0.18797 | 40.4029 | 0.18256 | -54.8874 | -30.592 | 2.573 | 15.8587 | 9.6065 | 0.17409 | 0.76143 | 5.72 | 0.61432 | 0.71375 | -0.098294 | 1.0593 | 1.5396 | 5.1269 | 1.4326
13 | 58000 | -0.13457 | 40.393 | 0.17972 | -54.8769 | -30.535 | 2.548 | 15.8602 | 9.5908 | 0.18759 | 0.74353 | 5.7113 | 0.64968 | 0.68782 | -0.099906 | 1.0395 | 1.5736 | 5.1026 | 1.379
13 | 58500 | -0.11871 | 40.4379 | 0.14149 | -54.819 | -30.4034 | 2.5674 | 15.9092 | 9.5839 | 0.24225 | 0.73528 | 5.6666 | 0.57398 | 0.65519 | -0.091543 | 1.0116 | 1.6169 | 5.0878 | 1.2031
13 | 59000 | -0.039992 | 40.4469 | 0.15491 | -54.8993 | -30.3551 | 2.5901 | 15.9063 | 9.5503 | 0.28641 | 0.74044 | 5.6852 | 0.6147 | 0.66013 | -0.14062 | 1.0414 | 1.5864 | 4.9849 | 1.1868
13 | 59500 | -0.0041087 | 40.5262 | 0.18994 | -54.896 | -30.4432 | 2.586 | 15.9444 | 9.5279 | 0.27054 | 0.73884 | 5.7026 | 0.65349 | 0.62039 | -0.1225 | 1.0523 | 1.5797 | 5.0036 | 1.0699
13 | 60000 | 0.065098 | 40.5154 | 0.23751 | -54.8597 | -30.4744 | 2.5956 | 15.8932 | 9.534 | 0.24961 | 0.71523 | 5.7564 | 0.65171 | 0.55378 | -0.10562 | 1.0537 | 1.5619 | 5.0359 | 1.0207
13 | 60500 | 0.099102 | 40.5071 | 0.19483 | -54.7389 | -30.431 | 2.5408 | 15.907 | 9.4995 | 0.33011 | 0.71478 | 5.7413 | 0.64555 | 0.5652 | -0.20196 | 1.0727 | 1.6091 | 4.9719 | 0.97281
13 | 61000 | 0.12245 | 40.5495 | 0.15922 | -54.8039 | -30.515 | 2.5084 | 15.8759 | 9.4989 | 0.36386 | 0.79188 | 5.7716 | 0.68088 | 0.54508 | -0.13053 | 1.0534 | 1.61 | 4.9745 | 0.94395
13 | 61500 | 0.15261 | 40.4584 | 0.15619 | -54.7609 | -30.5181 | 2.4553 | 15.9163 | 9.4197 | 0.39099 | 0.78437 | 5.7276 | 0.71689 | 0.5385 | -0.17858 | 1.0289 | 1.6249 | 5.0091 | 1.0778
13 | 62000 | 0.16105 | 40.422 | 0.18026 | -54.6953 | -30.4728 | 2.4511 | 15.9183 | 9.4377 | 0.32386 | 0.7899 | 5.7528 | 0.6838 | 0.56391 | -0.232 | 0.99589 | 1.6171 | 4.9993 | 1.1032
13 | 62500 | 0.1199 | 40.4528 | 0.15421 | -54.6378 | -30.4467 | 2.4543 | 15.8877 | 9.4916 | 0.33746 | 0.73839 | 5.7425 | 0.66232 | 0.5627 | -0.20467 | 0.99286 | 1.618 | 4.9206 | 1.1538
13 | 63000 | 0.15345 | 40.4311 | 0.18046 | -54.6298 | -30.4629 | 2.4815 | 15.8975 | 9.5027 | 0.32991 | 0.74745 | 5.7034 | 0.69205 | 0.52786 | -0.20686 | 0.96096 | 1.5891 | 4.9088 | 1.1933
13 | 63500 | 0.13209 | 40.457 | 0.1035 | -54.6468 | -30.5047 | 2.5253 | 15.9169 | 9.5593 | 0.29929 | 0.71084 | 5.659 | 0.64915 | 0.58093 | -0.26349 | 0.97682 | 1.5584 | 4.9475 | 1.339
13 | 64000 | 0.070247 | 40.3618 | 0.066084 | -54.493 | -30.4375 | 2.5209 | 15.8843 | 9.5562 | 0.30397 | 0.7119 | 5.6111 | 0.67439 | 0.60526 | -0.32228 | 1.0376 | 1.554 | 4.9989 | 1.296
13 | 64500 | 0.080476 | 40.3753 | 0.096816 | -54.5229 | -30.5111 | 2.5024 | 15.8984 | 9.5737 | 0.28122 | 0.69829 | 5.6332 | 0.73796 | 0.6042 | -0.34868 | 1.0483 | 1.5473 | 5.049 | 1.2561
13 | 65000 | 0.076969 | 40.4024 | 0.10915 | -54.5284 | -30.5339 | 2.5051 | 15.9128 | 9.5173 | 0.17928 | 0.7246 | 5.6672 | 0.75568 | 0.54166 | -0.34823 | 1.0135 | 1.5824 | 5.1013 | 1.3212
13 | 65500 | -0.0076415 | 40.4341 | 0.071658 | -54.537 | -30.5608 | 2.4784 | 15.9174 | 9.526 | 0.22083 | 0.73559 | 5.6755 | 0.76327 | 0.50813 | -0.30144 | 1.0551 | 1.6131 | 5.1626 | 1.245
13 | 66000 | 0.01291 | 40.4227 | 0.069773 | -54.5988 | -30.4593 | 2.4762 | 15.8905 | 9.6016 | 0.21332 | 0.70774 | 5.6681 | 0.76333 | 0.47917 | -0.2419 | 1.0436 | 1.6459 | 5.0965 | 1.2086
13 | 66500 | 0.025085 | 40.4274 | 0.075805 | -54.6047 | -30.4838 | 2.4684 | 15.905 | 9.5654 | 0.23909 | 0.80815 | 5.6909 | 0.76525 | 0.45893 | -0.30674 | 1.0098 | 1.7 | 5.055 | 1.201
13 | 67000 | 0.067443 | 40.4248 | 0.088051 | -54.5568 | -30.4838 | 2.4485 | 15.8606 | 9.5573 | 0.28262 | 0.80034 | 5.6864 | 0.74993 | 0.39126 | -0.30233 | 1.0028 | 1.6791 | 5.1675 | 1.1364
13 | 67500 | 0.039589 | 40.4215 | 0.067037 | -54.5069 | -30.4955 | 2.4543 | 15.8829 | 9.5924 | 0.22447 | 0.81434 | 5.7099 | 0.79569 | 0.37977 | -0.31436 | 1.0669 | 1.6583 | 5.1369 | 1.0729
13 | 68000 | 0.027743 | 40.4286 | 0.11586 | -54.5122 | -30.5592 | 2.4733 | 15.9284 | 9.5967 | 0.22889 | 0.84107 | 5.7733 | 0.76912 | 0.44097 | -0.3387 | 1.0598 | 1.6545 | 5.072 | 0.99988
13 | 68500 | 0.036118 | 40.4592 | 0.12521 | -54.5118 | -30.6187 | 2.4899 | 15.9552 | 9.5571 | 0.24172 | 0.8304 | 5.7693 | 0.79906 | 0.42705 | -0.37409 | 1.0554 | 1.6432 | 5.1319 | 0.98384
13 | 69000 | 0.014216 | 40.5369 | 0.16157 | -54.5799 | -30.6176 | 2.4787 | 15.9814 | 9.5845 | 0.24297 | 0.80801 | 5.7925 | 0.79357 | 0.3929 | -0.37324 | 1.0514 | 1.62 | 5.1541 | 0.95806
13 | 69500 | 0.0053303 | 40.5168 | 0.10621 | -54.6211 | -30.5654 | 2.5004 | 15.9704 | 9.6122 | 0.24235 | 0.85293 | 5.7677 | 0.76822 | 0.41726 | -0.354 | 1.0606 | 1.621 | 5.1412 | 0.95791
13 | 70000 | -0.0048887 | 40.4743 | 0.085194 | -54.6285 | -30.5553 | 2.52 | 15.9784 | 9.6686 | 0.30111 | 0.8707 | 5.7626 | 0.77832 | 0.41927 | -0.4616 | 1.0539 | 1.692 | 5.0963 | 0.94977
13 | 70500 | 0.016855 | 40.5027 | 0.063959 | -54.6468 | -30.6375 | 2.5264 | 15.9793 | 9.6334 | 0.32627 | 0.88659 | 5.7893 | 0.82426 | 0.36797 | -0.47488 | 1.082 | 1.726 | 5.1456 | 0.8885
13 | 71000 | 0.05844 | 40.4948 | 0.06505 | -54.631 | -30.7037 | 2.5474 | 16.0114 | 9.6216 | 0.34925 | 0.88678 | 5.7716 | 0.84604 | 0.39083 | -0.4423 | 1.0817 | 1.654 | 5.0959 | 0.90214
13 | 71500 | 0.082394 | 40.5517 | 0.078233 | -54.7118 | -30.7212 | 2.577 | 16.0008 | 9.5739 | 0.32294 | 0.92454 | 5.7826 | 0.8268 | 0.37907 | -0.44152 | 1.0382 | 1.6665 | 5.0945 | 0.97536
13 | 72000 | 0.12037 | 40.5342 | 0.04967 | -54.6478 | -30.742 | 2.5477 | 16.0273 | 9.5068 | 0.36917 | 0.8985 | 5.7878 | 0.80677 | 0.44191 | -0.49523 | 1.0705 | 1.6371 | 5.0824 | 1.0049
13 | 72500 | 0.082401 | 40.5538 | 0.024652 | -54.6526 | -30.7501 | 2.5272 | 16.0189 | 9.5018 | 0.40441 | 0.85837 | 5.8253 | 0.83361 | 0.49259 | -0.4714 | 1.0806 | 1.6458 | 5.0632 | 0.96137
13 | 73000 | 0.069197 | 40.521 | 0.0023644 | -54.6294 | -30.7364 | 2.509 | 16.0058 | 9.4365 | 0.46698 | 0.87892 | 5.7575 | 0.83304 | 0.47759 | -0.43934 | 1.1157 | 1.6191 | 5.1046 | 1.008
13 | 73500 | 0.10214 | 40.5493 | 0.0010963 | -54.6465 | -30.7166 | 2.5375 | 16.0231 | 9.408 | 0.46726 | 0.84722 | 5.7482 | 0.84393 | 0.45382 | -0.40899 | 1.1245 | 1.5801 | 5.0817 | 1.0041
13 | 74000 | 0.092377 | 40.5506 | 0.017558 | -54.7194 | -30.664 | 2.5155 | 16.0497 | 9.466 | 0.43105 | 0.84399 | 5.7809 | 0.86322 | 0.44937 | -0.39753 | 1.1743 | 1.555 | 4.971 | 1.0203
13 | 74500 | 0.095426 | 40.554 | 0.057759 | -54.6867 | -30.7692 | 2.5572 | 16.1012 | 9.477 | 0.39696 | 0.89386 | 5.7222 | 0.8505 | 0.39787 | -0.42134 | 1.1735 | 1.5848 | 4.9748 | 1.0401
13 | 75000 | 0.054261 | 40.5436 | 0.11271 | -54.6721 | -30.7663 | 2.523 | 16.108 | 9.4545 | 0.42054 | 0.89504 | 5.7392 | 0.83068 | 0.42897 | -0.44425 | 1.1574 | 1.5471 | 4.9635 | 1.104
13 | 75500 | 0.011989 | 40.5386 | 0.11531 | -54.7076 | -30.8731 | 2.5681 | 16.1404 | 9.4793 | 0.43124 | 0.91061 | 5.7077 | 0.86201 | 0.4025 | -0.44267 | 1.1679 | 1.5212 | 5.0264 | 1.1403
13 | 76000 | -0.040193 | 40.5166 | 0.14463 | -54.7135 | -30.8762 | 2.5513 | 16.0689 | 9.4223 | 0.42999 | 0.94531 | 5.7508 | 0.85858 | 0.39001 | -0.42676 | 1.2119 | 1.5523 | 5.0189 | 1.1952
13 | 76500 | -0.070861 | 40.5268 | 0.16652 | -54.684 | -30.9503 | 2.543 | 16.0713 | 9.3973 | 0.5187 | 0.94351 | 5.7663 | 0.87482 | 0.38097 | -0.39654 | 1.1701 | 1.5559 | 5.0217 | 1.1648
13 | 77000 | -0.078446 | 40.5241 | 0.2274 | -54.688 | -30.9486 | 2.5321 | 16.0807 | 9.3917 | 0.53445 | 0.92373 | 5.7934 | 0.82218 | 0.3732 | -0.35196 | 1.196 | 1.5425 | 5.0328 | 1.0927
13 | 77500 | -0.1324 | 40.5354 | 0.25713 | -54.7057 | -30.9702 | 2.5109 | 16.061 | 9.374 | 0.51348 | 0.95605 | 5.7734 | 0.81635 | 0.35524 | -0.35939 | 1.2022 | 1.6148 | 5.0474 | 1.1504
13 | 78000 | -0.090104 | 40.5371 | 0.26491 | -54.6619 | -30.9218 | 2.4568 | 16.0089 | 9.3366 | 0.54194 | 0.9572 | 5.7659 | 0.84079 | 0.42018 | -0.36413 | 1.2055 | 1.5638 | 4.9942 | 1.1441
13 | 78500 | -0.10079 | 40.5586 | 0.2756 | -54.6235 | -30.9808 | 2.3831 | 16.0113 | 9.3068 | 0.57491 | 0.97425 | 5.7447 | 0.79481 | 0.40991 | -0.32734 | 1.2305 | 1.5743 | 5.0379 | 1.1558
13 | 79000 | -0.11047 | 40.5375 | 0.26821 | -54.6014 | -30.971 | 2.3687 | 16.0028 | 9.3138 | 0.53288 | 0.98179 | 5.7586 | 0.84813 | 0.35345 | -0.30835 | 1.2265 | 1.5554 | 5.0465 | 1.197
13 | 79500 | -0.1151 | 40.5443 | 0.24661 | -54.6439 | -31.0095 | 2.3984 | 15.9998 | 9.3435 | 0.53453 | 0.97767 | 5.7651 | 0.84542 | 0.33369 | -0.32409 | 1.2841 | 1.5849 | 5.0823 | 1.1522
13 | 80000 | -0.1162 | 40.4886 | 0.23861 | -54.6096 | -30.9356 | 2.4307 | 15.9936 | 9.3215 | 0.51592 | 1.0215 | 5.7452 | 0.88981 | 0.34193 | -0.36555 | 1.28 | 1.5128 | 5.0603 | 1.1865
13 | 80500 | -0.10847 | 40.5509 | 0.21443 | -54.6968 | -30.9149 | 2.4016 | 15.9892 | 9.3371 | 0.53555 | 1.0154 | 5.7782 | 0.90476 | 0.29804 | -0.36473 | 1.306 | 1.5063 | 5.123 | 1.1244
13 | 81000 | -0.11478 | 40.5207 | 0.21124 | -54.7214 | -30.8848 | 2.3953 | 15.9795 | 9.3237 | 0.49225 | 1.0799 | 5.7698 | 0.87509 | 0.26892 | -0.33602 | 1.3521 | 1.525 | 5.1216 | 1.142
13 | 81500 | -0.087512 | 40.5232 | 0.17244 | -54.6943 | -30.8968 | 2.421 | 16.0066 | 9.3372 | 0.47891 | 1.0873 | 5.7169 | 0.8667 | 0.26093 | -0.31451 | 1.4068 | 1.4938 | 5.076 | 1.1453
13 | 82000 | -0.06351 | 40.5531 | 0.1734 | -54.6076 | -30.9318 | 2.4185 | 15.9507 | 9.3648 | 0.51092 | 1.0973 | 5.7549 | 0.83975 | 0.24919 | -0.29994 | 1.3721 | 1.4733 | 5.0619 | 1.0829
13 | 82500 | -0.052661 | 40.5814 | 0.18149 | -54.6275 | -31.0456 | 2.4237 | 15.9426 | 9.3474 | 0.53301 | 1.0682 | 5.774 | 0.85007 | 0.26322 | -0.25869 | 1.3967 | 1.4269 | 5.0532 | 1.1426
13 | 83000 | -0.041027 | 40.6155 | 0.1328 | -54.6414 | -31.0703 | 2.4399 | 15.9995 | 9.3631 | 0.53816 | 1.0259 | 5.7425 | 0.85032 | 0.26043 | -0.20889 | 1.3948 | 1.4353 | 5.0214 | 1.142
13 | 83500 | -0.053775 | 40.5914 | 0.093818 | -54.6548 | -31.077 | 2.3891 | 15.9636 | 9.3492 | 0.55955 | 1.0117 | 5.7454 | 0.87835 | 0.29246 | -0.21371 | 1.4119 | 1.4585 | 5.0965 | 1.1578
13 | 84000 | -0.07267 | 40.6255 | 0.092191 | -54.7207 | -31.102 | 2.4009 | 16.0074 | 9.3669 | 0.53587 | 1.0318 | 5.7051 | 0.89101 | 0.29904 | -0.20984 | 1.461 | 1.4453 | 5.0786 | 1.1645
13 | 84500 | -0.089578 | 40.6376 | 0.11142 | -54.7032 | -31.0555 | 2.4232 | 16.0098 | 9.3963 | 0.52275 | 1.0273 | 5.6748 | 0.90554 | 0.28883 | -0.22201 | 1.4802 | 1.455 | 5.0031 | 1.1348
13 | 85000 | -0.10456 | 40.5943 | 0.10745 | -54.6688 | -31.0135 | 2.4131 | 15.9661 | 9.3888 | 0.54141 | 1.0577 | 5.6616 | 0.91057 | 0.23878 | -0.18841 | 1.4927 | 1.5047 | 4.953 | 1.1451
13 | 85500 | -0.088333 | 40.5632 | 0.16176 | -54.65 | -31.0731 | 2.3751 | 16.001 | 9.4261 | 0.5806 | 1.0409 | 5.6451 | 0.91953 | 0.23937 | -0.23835 | 1.4691 | 1.5055 | 5.0046 | 1.118
13 | 86000 | -0.1588 | 40.5875 | 0.13713 | -54.6928 | -31.1053 | 2.4011 | 16.024 | 9.4634 | 0.56843 | 1.04 | 5.6307 | 0.92148 | 0.24071 | -0.19761 | 1.4891 | 1.5176 | 4.9534 | 1.1802
13 | 86500 | -0.17937 | 40.5594 | 0.11212 | -54.7091 | -31.0879 | 2.4284 | 16.0237 | 9.4675 | 0.58982 | 1.0161 | 5.6306 | 0.90586 | 0.25457 | -0.23175 | 1.4966 | 1.5479 | 4.9927 | 1.1829
13 | 87000 | -0.19477 | 40.5585 | 0.054311 | -54.664 | -31.0876 | 2.4224 | 16.0151 | 9.4452 | 0.61122 | 1.0816 | 5.6136 | 0.86998 | 0.24223 | -0.22436 | 1.5086 | 1.5547 | 5.0012 | 1.1921
13 | 87500 | -0.16329 | 40.5231 | 0.049878 | -54.6233 | -31.1361 | 2.4493 | 16.001 | 9.4367 | 0.59422 | 1.0781 | 5.6504 | 0.86961 | 0.22287 | -0.22423 | 1.5085 | 1.5593 | 5.0204 | 1.1835
13 | 88000 | -0.11118 | 40.5201 | 0.033269 | -54.6395 | -31.1275 | 2.4707 | 16.0223 | 9.5035 | 0.57228 | 1.0726 | 5.6119 | 0.84473 | 0.27978 | -0.24661 | 1.5383 | 1.5714 | 4.9663 | 1.1175
13 | 88500 | -0.13943 | 40.554 | 0.053389 | -54.6155 | -31.1625 | 2.4598 | 16.0172 | 9.4872 | 0.61957 | 1.0262 | 5.5991 | 0.81144 | 0.26783 | -0.2668 | 1.5687 | 1.5747 | 4.9716 | 1.1735
13 | 89000 | -0.12579 | 40.5927 | 0.016331 | -54.6264 | -31.2166 | 2.4724 | 16.0451 | 9.4578 | 0.61096 | 1.0867 | 5.6056 | 0.85415 | 0.28431 | -0.26325 | 1.5482 | 1.5448 | 4.9601 | 1.1529
13 | 89500 | -0.087952 | 40.6153 | 0.017824 | -54.6518 | -31.2621 | 2.4913 | 16.0373 | 9.4891 | 0.60419 | 1.0757 | 5.6214 | 0.86051 | 0.30905 | -0.25559 | 1.5444 | 1.5078 | 4.9157 | 1.1679
13 | 90000 | -0.073138 | 40.6566 | 0.02566 | -54.7092 | -31.3101 | 2.4502 | 16.0651 | 9.5423 | 0.61445 | 1.0641 | 5.6499 | 0.84077 | 0.33047 | -0.25077 | 1.5208 | 1.5009 | 4.9838 | 1.0982
13 | 90500 | -0.075301 | 40.6621 | 0.096596 | -54.6946 | -31.3206 | 2.4148 | 16.0429 | 9.5411 | 0.58167 | 1.0526 | 5.6517 | 0.85369 | 0.35301 | -0.26024 | 1.5155 | 1.5069 | 4.9914 | 1.0868
13 | 91000 | -0.062732 | 40.6744 | 0.067813 | -54.6682 | -31.3818 | 2.4271 | 15.9881 | 9.541 | 0.60241 | 1.0788 | 5.6641 | 0.86257 | 0.35556 | -0.22682 | 1.5165 | 1.5551 | 4.9601 | 1.0459
13 | 91500 | -0.058597 | 40.5955 | 0.10009 | -54.638 | -31.3828 | 2.4174 | 15.9791 | 9.5368 | 0.5998 | 1.048 | 5.6853 | 0.87992 | 0.35355 | -0.1998 | 1.5223 | 1.5581 | 4.9317 | 1.0717
13 | 92000 | -0.065794 | 40.5772 | 0.089268 | -54.5872 | -31.375 | 2.4546 | 16.0216 | 9.52 | 0.63514 | 1.033 | 5.6858 | 0.89666 | 0.34083 | -0.23087 | 1.5179 | 1.5255 | 4.9753 | 0.98598
13 | 92500 | -0.063587 | 40.5952 | 0.079858 | -54.5821 | -31.3681 | 2.416 | 16.0349 | 9.5441 | 0.63588 | 1.0053 | 5.6789 | 0.84808 | 0.34886 | -0.24047 | 1.5689 | 1.5207 | 4.9736 | 1.0039
13 | 93000 | -0.062146 | 40.6237 | 0.0567 | -54.6217 | -31.4322 | 2.4395 | 16.0153 | 9.5467 | 0.6376 | 1.0043 | 5.6937 | 0.84585 | 0.32625 | -0.19257 | 1.5767 | 1.5625 | 4.9824 | 0.99735
13 | 93500 | -0.030773 | 40.6176 | 0.070199 | -54.6006 | -31.3802 | 2.4246 | 15.9795 | 9.4893 | 0.63839 | 0.9844 | 5.7026 | 0.84254 | 0.31913 | -0.17862 | 1.6043 | 1.5646 | 4.9816 | 0.97128
13 | 94000 | -0.030466 | 40.6292 | 0.073521 | -54.581 | -31.3987 | 2.4285 | 15.9335 | 9.5098 | 0.60194 | 1.0061 | 5.7063 | 0.83198 | 0.32406 | -0.18644 | 1.61 | 1.5961 | 5.0155 | 0.93012
13 | 94500 | -0.023043 | 40.648 | 0.049495 | -54.5978 | -31.3617 | 2.4151 | 15.9146 | 9.4853 | 0.61987 | 0.95346 | 5.7121 | 0.83971 | 0.34752 | -0.15208 | 1.6173 | 1.6335 | 4.9777 | 0.92095
13 | 95000 | -0.0066598 | 40.5912 | 0.069162 | -54.548 | -31.3888 | 2.4348 | 15.8761 | 9.5099 | 0.60087 | 0.95764 | 5.7245 | 0.82007 | 0.3046 | -0.17085 | 1.6226 | 1.6179 | 5.0405 | 0.94444
13 | 95500 | 0.030606 | 40.5728 | 0.05754 | -54.5646 | -31.377 | 2.4215 | 15.8872 | 9.4963 | 0.61786 | 1.006 | 5.7105 | 0.81966 | 0.29999 | -0.15727 | 1.603 | 1.6501 | 5.0185 | 0.9074
13 | 96000 | 0.050517 | 40.6432 | 0.040064 | -54.6796 | -31.3786 | 2.4485 | 15.9276 | 9.4793 | 0.58971 | 0.99931 | 5.7006 | 0.86304 | 0.29629 | -0.20545 | 1.591 | 1.6835 | 5.0595 | 0.8915
13 | 96500 | -0.021259 | 40.627 | 0.059078 | -54.6556 | -31.3772 | 2.4854 | 15.9716 | 9.4684 | 0.6156 | 0.98381 | 5.6735 | 0.85083 | 0.3053 | -0.21501 | 1.5684 | 1.6823 | 5.0677 | 0.9102
13 | 97000 | 0.0021663 | 40.5884 | 0.069019 | -54.6308 | -31.377 | 2.4665 | 15.9304 | 9.4875 | 0.63088 | 0.96991 | 5.6987 | 0.82165 | 0.28178 | -0.22004 | 1.5665 | 1.7189 | 5.0639 | 0.93163
13 | 97500 | 0.036873 | 40.6026 | 0.058931 | -54.6282 | -31.3637 | 2.4392 | 15.9377 | 9.4475 | 0.65741 | 0.95815 | 5.697 | 0.80733 | 0.27574 | -0.23586 | 1.5455 | 1.7327 | 5.0668 | 0.9643
13 | 98000 | 0.018667 | 40.5814 | 0.061185 | -54.6616 | -31.3684 | 2.4499 | 15.9107 | 9.4237 | 0.68138 | 0.95048 | 5.71 | 0.81639 | 0.26122 | -0.22602 | 1.5767 | 1.7504 | 5.0537 | 1.0102
13 | 98500 | 0.043143 | 40.549 | 0.029695 | -54.5595 | -31.379 | 2.4693 | 15.8798 | 9.406 | 0.68921 | 0.89928 | 5.7172 | 0.82008 | 0.27454 | -0.20555 | 1.5676 | 1.763 | 5.0782 | 0.95797
13 | 99000 | 0.092442 | 40.5539 | 0.020933 | -54.5774 | -31.3847 | 2.4785 | 15.8839 | 9.4058 | 0.6939 | 0.90665 | 5.6852 | 0.85768 | 0.27361 | -0.21339 | 1.5495 | 1.7415 | 5.075 | 0.95695
13 | 99500 | 0.096565 | 40.5703 | 0.025571 | -54.5881 | -31.3556 | 2.4872 | 15.8718 | 9.4357 | 0.64635 | 0.92464 | 5.6537 | 0.87557 | 0.28305 | -0.22078 | 1.5151 | 1.7323 | 5.0639 | 0.98257
13 | 100000 | 0.093046 | 40.5623 | 0.018057 | -54.5601 | -31.3203 | 2.5014 | 15.8428 | 9.4313 | 0.62697 | 0.93313 | 5.6461 | 0.88472 | 0.27483 | -0.20406 | 1.5182 | 1.7142 | 5.009 | 1.0284
14 | 100 | -3.1412 | 36.5843 | 1.2564 | -81.1496 | -26.3502 | 7.7223 | 26.2527 | 3.6274 | 8.6974 | -5.7368 | -13.5585 | 14.4257 | 5.3865 | 6.0953 | -4.1382 | 7.398 | 7.2708 | 9.3577
14 | 500 | -2.9088 | 38.8928 | 0.12439 | -61.0474 | -32.457 | -0.2617 | 22.1768 | 8.0519 | 0.54598 | -3.0158 | 3.2731 | 0.095626 | -4.525 | 1.9225 | 2.4452 | 7.1751 | 9.5306 | 9.9817
14 | 1000 | 2.9017 | 37.0912 | -4.1053 | -54.4007 | -36.1752 | 0.18396 | 18.9421 | 10.103 | 3.9786 | -3.2682 | 0.99364 | 3.2984 | -2.9296 | 2.9715 | 3.1231 | 5.9426 | 6.3396 | 5.0095
14 | 1500 | 4.4028 | 39.496 | -2.9934 | -56.5418 | -35.3335 | 1.3285 | 17.6994 | 10.8418 | 3.8309 | -2.8735 | 1.7992 | 3.5422 | -0.65612 | 3.2697 | 4.6362 | 2.6699 | 3.6011 | 1.2805
14 | 2000 | 1.5576 | 41.0181 | -2.5276 | -56.4627 | -37.074 | 0.19132 | 18.1045 | 11.5119 | 3.9168 | -1.051 | 3.942 | 1.9119 | -0.19838 | 3.396 | 3.8255 | 1.6591 | 4.7162 | 1.5626
14 | 2500 | 1.2353 | 41.4061 | -2.6785 | -55.9106 | -34.8931 | 0.023641 | 17.4198 | 10.6769 | 2.4517 | 1.2995 | 2.7309 | 1.2128 | -0.021663 | 2.6567 | 2.9439 | 2.6798 | 5.8359 | 0.93084
14 | 3000 | 1.2558 | 41.1283 | -1.4165 | -54.8523 | -35.1169 | -0.22353 | 17.1351 | 9.6403 | 2.2795 | 2.2303 | 3.5887 | 1.6446 | 0.15704 | 2.8142 | 1.6348 | 2.8063 | 5.4181 | -0.1237
14 | 3500 | 1.0071 | 40.2642 | -1.4116 | -53.9427 | -34.6435 | 0.60072 | 15.0653 | 10.4111 | 1.2249 | 2.6463 | 4.0299 | 1.8 | 0.2593 | 2.3745 | 0.9107 | 2.2794 | 6.8738 | 0.2504
14 | 4000 | 0.64322 | 40.0268 | -1.747 | -55.728 | -34.3213 | 1.179 | 15.7927 | 11.8339 | 1.3131 | 1.6828 | 3.1411 | 2.3934 | 1.0825 | 2.8715 | 1.2817 | 1.7927 | 6.9354 | -0.17368
14 | 4500 | 0.79582 | 40.0547 | -1.1559 | -55.107 | -33.3476 | 1.1729 | 15.6757 | 11.726 | 0.97979 | 2.0765 | 2.9595 | 2.0446 | 0.6752 | 1.8271 | 1.0349 | 1.7261 | 5.825 | 1.0366
14 | 5000 | 0.30565 | 39.8487 | -0.96176 | -54.8937 | -32.4679 | 1.7269 | 15.7018 | 10.8733 | 0.29882 | 1.0842 | 3.6351 | 1.4903 | 0.45759 | 1.5213 | 0.80064 | 2.6294 | 5.8426 | 2.1073
14 | 5500 | 0.51594 | 39.383 | -0.54869 | -55.6418 | -33.0828 | 1.8073 | 16.039 | 10.879 | -0.063723 | 0.89132 | 4.6203 | 1.0421 | 0.65834 | 1.4313 | 1.2076 | 2.754 | 5.6399 | 2.468
14 | 6000 | 0.11535 | 39.2211 | -0.29362 | -54.9121 | -32.9158 | 1.5226 | 15.975 | 10.5362 | -0.12662 | 1.2306 | 4.9071 | 0.7623 | 0.69851 | 1.0874 | 0.96428 | 3.1285 | 5.4036 | 2.6956
14 | 6500 | 0.13119 | 39.2967 | 0.25642 | -54.0351 | -33.3065 | 1.1588 | 15.8935 | 9.9673 | -0.40249 | 1.1489 | 4.6611 | 0.30637 | 0.87417 | 0.75036 | 1.0342 | 3.2291 | 6.2061 | 2.8296
14 | 7000 | 0.14212 | 39.3953 | -0.70303 | -54.2452 | -32.416 | 1.2179 | 16.0652 | 9.6129 | -0.12401 | 1.7742 | 4.9085 | 0.34538 | 1.3255 | 0.7719 | 1.3461 | 2.9439 | 5.8378 | 1.8015
14 | 7500 | 0.32239 | 39.6547 | -0.29755 | -53.8616 | -31.8163 | 0.9809 | 15.8991 | 9.3628 | -0.22724 | 1.3514 | 4.9984 | 0.30149 | 1.8565 | 0.81709 | 0.91212 | 3.0502 | 5.3286 | 1.3669
14 | 8000 | 0.10224 | 39.3494 | 0.089703 | -53.2863 | -32.0358 | 1.1541 | 15.9424 | 9.1207 | -0.36821 | 1.0756 | 5.3029 | 0.42373 | 1.5049 | 0.40309 | 0.6365 | 3.3296 | 5.4621 | 1.7934
14 | 8500 | 0.18216 | 39.2125 | -0.34534 | -52.851 | -32.4427 | 1.2547 | 15.7087 | 9.0383 | -0.57361 | 1.1867 | 4.9554 | 0.85516 | 1.525 | 0.64897 | 1.068 | 3.2102 | 5.6272 | 1.7396
14 | 9000 | 0.21099 | 38.9307 | -0.57778 | -52.2639 | -31.6876 | 1.4767 | 15.6761 | 9.2977 | -0.81753 | 1.3203 | 4.7967 | 0.76172 | 1.4748 | 0.48247 | 1.3266 | 2.9696 | 5.3549 | 1.2675
14 | 9500 | 0.049953 | 38.5898 | -0.16822 | -51.8127 | -30.9937 | 1.3973 | 15.1764 | 8.972 | -0.61886 | 1.5206 | 4.5944 | 0.50002 | 1.115 | 0.67726 | 1.4643 | 3.026 | 5.1199 | 1.3906
14 | 10000 | -0.32783 | 38.4548 | -0.086826 | -51.7114 | -31.116 | 1.3223 | 15.0315 | 8.8663 | -0.66254 | 1.7126 | 5.0861 | 0.21492 | 1.3601 | 0.51842 | 1.6707 | 3.1382 | 5.5253 | 1.0034
14 | 10500 | 0.019974 | 38.6498 | 0.072991 | -51.9957 | -31.148 | 1.3306 | 15.0075 | 8.7019 | -0.65941 | 1.6001 | 4.9641 | 0.19091 | 1.1796 | 0.43049 | 1.6296 | 3.0311 | 5.6465 | 1.348
14 | 11000 | -0.30293 | 38.4881 | 0.072334 | -52.0062 | -31.3116 | 1.5063 | 14.9923 | 8.9993 | -0.47103 | 1.6044 | 4.9881 | 0.13035 | 1.142 | 0.45709 | 1.585 | 3.0713 | 5.7053 | 1.3499
14 | 11500 | -0.12819 | 38.4388 | -0.26633 | -51.3911 | -31.0944 | 1.5035 | 14.9169 | 8.8546 | -0.56508 | 1.3036 | 4.8004 | 0.10418 | 1.0788 | 0.68556 | 1.6696 | 2.9676 | 5.5273 | 1.5943
14 | 12000 | -0.28093 | 38.3956 | -0.39402 | -51.6462 | -31.239 | 1.5412 | 15.1266 | 8.8589 | -0.55767 | 1.3123 | 4.7364 | -0.058404 | 1.2849 | 0.42648 | 1.8474 | 3.0761 | 6.0702 | 1.5002
14 | 12500 | -0.43533 | 38.5161 | -0.40886 | -52.1001 | -31.7303 | 1.9485 | 15.064 | 9.1015 | -0.31072 | 1.2737 | 4.8336 | 0.070442 | 1.4247 | 0.14057 | 1.8717 | 3.1565 | 6.093 | 1.491
14 | 13000 | -0.65537 | 38.7039 | -0.13813 | -52.2944 | -31.6622 | 1.9819 | 15.36 | 9.304 | -0.2772 | 1.1737 | 4.7755 | 0.25265 | 1.4032 | -0.018527 | 1.8301 | 2.9833 | 5.5833 | 1.6943
14 | 13500 | -0.77751 | 38.6818 | -0.13817 | -52.1574 | -31.7406 | 2.0769 | 15.4767 | 9.2118 | -0.30466 | 1.02 | 4.9168 | 0.50974 | 1.43 | 0.19406 | 1.6982 | 2.8978 | 5.3445 | 1.6599
14 | 14000 | -0.75682 | 38.7402 | -0.12099 | -52.2194 | -31.8721 | 2.2982 | 15.2537 | 9.2565 | -0.24696 | 1.2059 | 4.906 | 0.48664 | 1.3597 | 0.16579 | 1.7006 | 3.1356 | 5.3176 | 1.3898
14 | 14500 | -0.88724 | 38.6926 | -0.098043 | -52.5816 | -32.007 | 2.4155 | 15.2748 | 9.5056 | -0.17463 | 1.292 | 5.0659 | 0.29345 | 1.5622 | 0.014943 | 1.669 | 3.2153 | 5.4032 | 1.3441
14 | 15000 | -0.78222 | 38.7251 | 0.11667 | -52.4295 | -32.1773 | 2.5516 | 15.2455 | 9.4553 | -0.43265 | 1.3048 | 5.196 | 0.23642 | 1.3579 | 0.1254 | 1.7091 | 2.9897 | 5.4983 | 1.3098
14 | 15500 | -1.0812 | 38.5399 | 0.2288 | -52.4828 | -32.0831 | 2.6472 | 15.0435 | 9.4685 | -0.36884 | 1.3996 | 5.4114 | 0.2607 | 1.2658 | 0.26128 | 1.7328 | 2.9165 | 5.1488 | 1.6911
14 | 16000 | -1.2159 | 38.554 | 0.44527 | -52.559 | -32.0097 | 2.7532 | 15.0593 | 9.684 | -0.33136 | 1.2095 | 5.1178 | 0.3583 | 1.2541 | 0.17365 | 1.6833 | 2.9514 | 4.957 | 1.9151
14 | 16500 | -1.1097 | 38.5256 | 0.50981 | -52.3538 | -32.0385 | 2.822 | 15.0479 | 9.7562 | -0.34842 | 1.1731 | 5.1484 | 0.2652 | 1.2256 | 0.035721 | 1.7861 | 2.8989 | 4.7528 | 1.903
14 | 17000 | -1.2111 | 38.3137 | 0.54728 | -52.1473 | -31.9507 | 2.8029 | 14.9787 | 9.9026 | -0.44918 | 1.1502 | 5.1779 | 0.32738 | 1.2114 | -0.15414 | 1.9524 | 3.0091 | 4.7594 | 1.7793
14 | 17500 | -1.2816 | 38.1662 | 0.71706 | -52.0011 | -31.8833 | 3.0961 | 15.0594 | 9.7819 | -0.49278 | 0.97543 | 5.1411 | 0.46772 | 1.1461 | -0.38593 | 1.8296 | 2.9038 | 4.9306 | 1.8295
14 | 18000 | -1.3884 | 38.1473 | 0.58063 | -51.9405 | -32.3414 | 3.0967 | 15.2825 | 9.8292 | -0.46569 | 0.96509 | 5.2184 | 0.55255 | 1.0973 | -0.4775 | 1.6895 | 2.9858 | 5.1742 | 1.9942
14 | 18500 | -1.3436 | 38.1198 | 0.52268 | -52.0802 | -32.1276 | 3.2119 | 15.2566 | 9.9461 | -0.41632 | 0.901 | 5.299 | 0.49311 | 0.87828 | -0.39018 | 1.7527 | 2.8132 | 5.2131 | 1.9505
14 | 19000 | -1.3256 | 38.3267 | 0.56002 | -51.9585 | -32.0544 | 3.2423 | 15.3846 | 10.0478 | -0.41511 | 0.80577 | 5.3837 | 0.36435 | 0.85227 | -0.47257 | 1.5959 | 2.6844 | 5.2615 | 1.7168
14 | 19500 | -1.445 | 38.1051 | 0.55872 | -51.9722 | -31.8879 | 3.3086 | 15.4744 | 10.0417 | -0.4151 | 0.83322 | 5.4156 | 0.42717 | 0.8642 | -0.34213 | 1.4828 | 2.7424 | 5.3628 | 1.4457
14 | 20000 | -1.4245 | 38.136 | 0.5998 | -52.1842 | -32.0822 | 3.1507 | 15.5247 | 10.0793 | -0.29994 | 0.93598 | 5.4666 | 0.43109 | 0.8017 | -0.17483 | 1.5108 | 2.5776 | 5.3029 | 1.6484
14 | 20500 | -1.3599 | 38.1919 | 0.70465 | -52.0606 | -32.1795 | 3.1283 | 15.6053 | 10.0825 | -0.30395 | 0.74708 | 5.3599 | 0.47876 | 0.69446 | -0.005604 | 1.3285 | 2.6206 | 5.3513 | 1.6165
14 | 21000 | -1.472 | 38.2099 | 0.73532 | -52.104 | -32.2438 | 2.9609 | 15.6282 | 10.1308 | -0.24706 | 0.76038 | 5.2204 | 0.57874 | 0.62955 | 0.1156 | 1.2473 | 2.72 | 5.4651 | 1.6646
14 | 21500 | -1.49 | 38.18 | 0.53143 | -51.9369 | -31.9474 | 3.1241 | 15.489 | 10.0838 | -0.51001 | 0.7152 | 5.3022 | 0.59732 | 0.5115 | 0.19206 | 1.2932 | 2.6457 | 5.4382 | 1.7808
14 | 22000 | -1.2973 | 38.3325 | 0.65967 | -52.2139 | -32.1228 | 2.9107 | 15.6699 | 10.1067 | -0.54874 | 0.68681 | 5.2021 | 0.89798 | 0.44457 | 0.22229 | 1.1583 | 2.7262 | 5.3451 | 1.8201
14 | 22500 | -1.2545 | 38.1905 | 0.77298 | -52.1162 | -31.894 | 2.9232 | 15.7133 | 10.0025 | -0.46396 | 0.74284 | 5.3 | 0.81737 | 0.41538 | 0.23988 | 0.95621 | 2.7102 | 5.2713 | 1.6729
14 | 23000 | -1.3117 | 38.2238 | 0.72649 | -52.0795 | -31.7549 | 2.9265 | 15.603 | 10.1485 | -0.29086 | 0.64168 | 5.1709 | 0.99653 | 0.42859 | 0.28395 | 0.88888 | 2.6629 | 5.1274 | 1.608
14 | 23500 | -1.1658 | 38.1143 | 0.65831 | -51.9801 | -31.5893 | 2.8503 | 15.6095 | 10.1543 | -0.30591 | 0.69806 | 5.1693 | 0.86295 | 0.59779 | 0.30464 | 1.0008 | 2.6135 | 5.0839 | 1.3234
14 | 24000 | -1.1002 | 38.1148 | 0.81428 | -51.8912 | -31.6822 | 2.7872 | 15.6321 | 10.1239 | -0.39494 | 0.58551 | 5.1258 | 0.76973 | 0.66322 | 0.22211 | 1.0215 | 2.5406 | 5.2087 | 1.4593
14 | 24500 | -0.96196 | 38.2631 | 0.84956 | -51.9087 | -31.7694 | 2.7701 | 15.5076 | 10.1946 | -0.41364 | 0.43625 | 5.1744 | 0.661 | 0.87305 | 0.11042 | 0.91032 | 2.5587 | 5.1344 | 1.6102
14 | 25000 | -0.99631 | 38.3683 | 0.81071 | -51.9862 | -31.9392 | 2.7404 | 15.4101 | 10.3429 | -0.43137 | 0.64349 | 5.1552 | 0.70706 | 0.74257 | 0.10809 | 1.1384 | 2.4836 | 5.0371 | 1.665
14 | 25500 | -0.97251 | 38.4337 | 0.77583 | -51.9933 | -31.98 | 2.7204 | 15.2706 | 10.2344 | -0.17438 | 0.5893 | 5.1466 | 0.78843 | 0.8138 | 0.10526 | 1.0253 | 2.4183 | 5.3692 | 1.4292
14 | 26000 | -0.93604 | 38.4363 | 0.78136 | -52.0974 | -32.0354 | 2.8181 | 15.2708 | 10.218 | -0.056656 | 0.54438 | 5.0309 | 0.72979 | 0.84467 | 0.019116 | 1.07 | 2.5668 | 5.4711 | 1.3241
14 | 26500 | -0.80783 | 38.3793 | 0.77831 | -52.1909 | -32.1876 | 2.8999 | 15.2198 | 10.3396 | -0.10246 | 0.58737 | 5.0611 | 0.64643 | 0.82232 | 0.10548 | 1.1236 | 2.4661 | 5.4682 | 1.3913
14 | 27000 | -0.89356 | 38.3929 | 0.83249 | -52.1123 | -32.0974 | 3.0207 | 15.0951 | 10.313 | -0.085845 | 0.58896 | 5.0677 | 0.49844 | 0.91472 | 0.026414 | 1.1705 | 2.589 | 5.4575 | 1.2217
14 | 27500 | -0.94522 | 38.2926 | 0.84331 | -52.226 | -32.0966 | 3.0736 | 15.0646 | 10.2517 | -0.12044 | 0.50026 | 5.1296 | 0.44271 | 1.0391 | 0.062616 | 1.1606 | 2.6368 | 5.5706 | 1.3201
14 | 28000 | -1.1015 | 38.1827 | 0.80175 | -52.0853 | -32.0148 | 3.1321 | 15.0334 | 10.2338 | -0.05025 | 0.6188 | 5.0752 | 0.41372 | 1.0287 | 0.044135 | 1.2025 | 2.6166 | 5.6524 | 1.216
14 | 28500 | -1.1825 | 38.2554 | 0.82531 | -52.1603 | -31.9419 | 3.1561 | 14.9425 | 10.1896 | 0.066657 | 0.65274 | 5.091 | 0.46191 | 1.0468 | 0.097982 | 1.2707 | 2.4999 | 5.7552 | 0.97296
14 | 29000 | -1.1154 | 38.2823 | 0.67525 | -52.3004 | -31.8204 | 3.1491 | 14.9504 | 10.214 | 0.025155 | 0.56353 | 5.0653 | 0.33108 | 1.1194 | 0.20859 | 1.2236 | 2.5957 | 5.8175 | 1.0152
14 | 29500 | -1.1084 | 38.2488 | 0.73079 | -52.1767 | -31.9284 | 3.0364 | 14.9637 | 10.1561 | -0.10106 | 0.59528 | 5.0475 | 0.4571 | 1.2245 | 0.12781 | 1.2388 | 2.5751 | 5.801 | 1.1116
14 | 30000 | -0.97389 | 38.2779 | 0.59857 | -52.1046 | -31.9798 | 3.0428 | 14.9257 | 10.182 | -0.19016 | 0.6251 | 5.1387 | 0.45458 | 1.2109 | -0.035131 | 1.1913 | 2.6352 | 5.8436 | 1.1572
14 | 30500 | -0.94409 | 38.162 | 0.6721 | -52.0313 | -31.8859 | 2.9771 | 14.9291 | 10.2022 | -0.12788 | 0.64173 | 5.1649 | 0.46936 | 1.0465 | 0.028647 | 1.0883 | 2.6221 | 5.758 | 1.2271
14 | 31000 | -0.8855 | 38.164 | 0.73577 | -52.1455 | -31.9443 | 2.9747 | 15.0486 | 10.1731 | -0.2658 | 0.71004 | 5.2179 | 0.50049 | 1.0994 | -0.00067579 | 1.251 | 2.4341 | 5.8608 | 1.0718
14 | 31500 | -0.81469 | 38.1812 | 0.66101 | -52.0832 | -31.9194 | 3.0089 | 15.1275 | 10.0948 | -0.19185 | 0.65537 | 5.186 | 0.51871 | 1.0217 | -0.077108 | 1.2578 | 2.3879 | 5.7901 | 1.1954
14 | 32000 | -0.85326 | 38.1519 | 0.68714 | -52.059 | -31.8909 | 2.8938 | 15.0637 | 10.0639 | -0.054463 | 0.66785 | 5.1829 | 0.47873 | 1.0022 | -0.10901 | 1.3481 | 2.2867 | 5.7383 | 1.4013
14 | 32500 | -0.785 | 38.1655 | 0.75871 | -52.1089 | -31.8465 | 2.7702 | 15.1379 | 10.1057 | -0.032955 | 0.62296 | 5.1602 | 0.72415 | 0.92465 | -0.17444 | 1.3366 | 2.2797 | 5.557 | 1.4046
14 | 33000 | -0.7764 | 38.1941 | 0.65533 | -52.317 | -31.8554 | 2.6131 | 15.1169 | 10.115 | -0.018386 | 0.65961 | 5.1894 | 0.72086 | 1.0241 | -0.18929 | 1.4342 | 2.3513 | 5.531 | 1.5514
14 | 33500 | -0.75474 | 38.1466 | 0.6354 | -52.1894 | -31.8767 | 2.5635 | 15.0355 | 10.0536 | 0.08282 | 0.64448 | 5.2222 | 0.62821 | 1.0328 | -0.19551 | 1.4593 | 2.368 | 5.5503 | 1.5936
14 | 34000 | -0.71958 | 38.2782 | 0.53168 | -52.4498 | -31.7602 | 2.5186 | 15.083 | 10.1089 | 0.13832 | 0.61431 | 5.267 | 0.67356 | 1.0662 | -0.21338 | 1.5016 | 2.3293 | 5.3719 | 1.6605
14 | 34500 | -0.68005 | 38.1973 | 0.51515 | -52.5818 | -31.7093 | 2.6882 | 15.1328 | 10.1493 | 0.20533 | 0.69408 | 5.3049 | 0.66575 | 1.0222 | -0.16304 | 1.458 | 2.2501 | 5.2907 | 1.5606
14 | 35000 | -0.65008 | 38.1305 | 0.50119 | -52.5994 | -31.6095 | 2.7066 | 15.1514 | 10.0843 | 0.24151 | 0.73137 | 5.3399 | 0.65151 | 1.0852 | -0.20089 | 1.485 | 2.2412 | 5.2003 | 1.5099
14 | 35500 | -0.65278 | 38.102 | 0.44406 | -52.6156 | -31.6843 | 2.7443 | 15.2627 | 10.0981 | 0.12942 | 0.75322 | 5.3095 | 0.69825 | 1.156 | -0.15969 | 1.4977 | 2.2735 | 5.2665 | 1.3771
14 | 36000 | -0.63261 | 38.0735 | 0.31767 | -52.6033 | -31.738 | 2.7339 | 15.3778 | 10.1055 | 0.13505 | 0.69286 | 5.3515 | 0.66457 | 1.1091 | -0.16123 | 1.4767 | 2.3599 | 5.3229 | 1.414
14 | 36500 | -0.52942 | 38.063 | 0.23735 | -52.523 | -31.6303 | 2.7032 | 15.4222 | 10.1039 | 0.13665 | 0.70213 | 5.3414 | 0.5552 | 1.0931 | -0.27888 | 1.4808 | 2.2399 | 5.3971 | 1.4857
14 | 37000 | -0.51407 | 38.0073 | 0.31345 | -52.4862 | -31.6528 | 2.7142 | 15.3957 | 10.113 | 0.15965 | 0.67338 | 5.371 | 0.49174 | 1.0855 | -0.25093 | 1.4548 | 2.2373 | 5.4916 | 1.3954
14 | 37500 | -0.44052 | 38.0445 | 0.30878 | -52.4496 | -31.63 | 2.76 | 15.5323 | 10.1073 | 0.10378 | 0.6086 | 5.3513 | 0.48433 | 1.0351 | -0.19823 | 1.3979 | 2.1975 | 5.4533 | 1.3335
14 | 38000 | -0.51565 | 38.0602 | 0.38458 | -52.4696 | -31.5966 | 2.7109 | 15.4592 | 10.0016 | 0.096193 | 0.67313 | 5.4001 | 0.43465 | 1.0391 | -0.075448 | 1.4414 | 2.0778 | 5.3746 | 1.5038
14 | 38500 | -0.52709 | 38.1122 | 0.47223 | -52.5374 | -31.758 | 2.7659 | 15.5139 | 10.0447 | 0.056497 | 0.58717 | 5.4497 | 0.52319 | 1.0165 | -0.086882 | 1.4624 | 2.0969 | 5.3725 | 1.4357
14 | 39000 | -0.4802 | 38.1704 | 0.52561 | -52.5113 | -31.7418 | 2.7109 | 15.5427 | 10.0804 | 0.10412 | 0.53794 | 5.46 | 0.57861 | 0.99726 | -0.062778 | 1.4403 | 1.9761 | 5.3406 | 1.3313
14 | 39500 | -0.53748 | 38.1733 | 0.50837 | -52.3998 | -31.7563 | 2.6187 | 15.5786 | 9.9409 | 0.13658 | 0.5356 | 5.4357 | 0.6005 | 1.0833 | -0.0087144 | 1.425 | 2.003 | 5.3839 | 1.2789
14 | 40000 | -0.5497 | 38.1162 | 0.53067 | -52.2849 | -31.7459 | 2.6251 | 15.5441 | 9.9752 | 0.18547 | 0.55012 | 5.3921 | 0.53646 | 1.099 | 0.04276 | 1.4105 | 1.9362 | 5.3406 | 1.296
14 | 40500 | -0.4964 | 38.0986 | 0.55924 | -52.3779 | -31.7971 | 2.5321 | 15.4994 | 10.0734 | 0.21632 | 0.54434 | 5.4524 | 0.5357 | 1.0929 | 0.031591 | 1.4375 | 1.9228 | 5.3445 | 1.3307
14 | 41000 | -0.54999 | 38.1225 | 0.53198 | -52.4156 | -31.8265 | 2.6433 | 15.5279 | 10.0098 | 0.23777 | 0.45762 | 5.4505 | 0.57301 | 1.11 | 0.028734 | 1.4593 | 1.9046 | 5.3571 | 1.3779
14 | 41500 | -0.57121 | 37.9963 | 0.64565 | -52.1647 | -31.7173 | 2.7098 | 15.4234 | 9.9657 | 0.18798 | 0.51468 | 5.5041 | 0.55641 | 1.0557 | -0.046388 | 1.3888 | 1.9201 | 5.2606 | 1.3704
14 | 42000 | -0.52107 | 37.9335 | 0.51852 | -52.0913 | -31.6435 | 2.7554 | 15.4524 | 9.9411 | 0.22578 | 0.54505 | 5.5103 | 0.58168 | 0.97154 | -0.044153 | 1.3629 | 1.9432 | 5.2361 | 1.3226
14 | 42500 | -0.49519 | 37.9857 | 0.46704 | -52.1331 | -31.6011 | 2.6792 | 15.4225 | 9.9484 | 0.19997 | 0.60152 | 5.4502 | 0.50922 | 0.97869 | 0.051907 | 1.3203 | 1.9169 | 5.2829 | 1.4151
14 | 43000 | -0.46356 | 38.0139 | 0.50364 | -52.1405 | -31.6844 | 2.7038 | 15.4956 | 9.9591 | 0.13679 | 0.64034 | 5.4532 | 0.57767 | 0.93256 | 0.091208 | 1.3454 | 1.9292 | 5.2541 | 1.2519
14 | 43500 | -0.49777 | 37.8976 | 0.51023 | -52.066 | -31.671 | 2.7416 | 15.4872 | 9.893 | 0.18241 | 0.62363 | 5.4598 | 0.50739 | 0.92878 | 0.11806 | 1.3421 | 1.9141 | 5.2299 | 1.3992
14 | 44000 | -0.43828 | 37.8659 | 0.51103 | -52.0616 | -31.7304 | 2.7416 | 15.4617 | 9.8618 | 0.16939 | 0.6686 | 5.5427 | 0.41734 | 0.99605 | 0.071094 | 1.2867 | 1.9359 | 5.3026 | 1.398
14 | 44500 | -0.4656 | 37.8681 | 0.47185 | -52.0334 | -31.6789 | 2.7869 | 15.5072 | 9.8491 | 0.07356 | 0.65282 | 5.5544 | 0.4372 | 0.95909 | 0.058395 | 1.3545 | 1.9107 | 5.2762 | 1.418
14 | 45000 | -0.475 | 37.8447 | 0.53455 | -52.083 | -31.6391 | 2.7666 | 15.4883 | 9.9297 | 0.038983 | 0.64648 | 5.5419 | 0.46142 | 0.93315 | 0.012774 | 1.3625 | 1.9511 | 5.2969 | 1.3881
14 | 45500 | -0.46209 | 37.7782 | 0.55162 | -52.0513 | -31.6973 | 2.7199 | 15.4309 | 9.924 | 0.061102 | 0.64295 | 5.5555 | 0.47548 | 0.95469 | 0.024123 | 1.3809 | 2.0073 | 5.2496 | 1.4544
14 | 46000 | -0.39832 | 37.7807 | 0.56893 | -52.1127 | -31.8118 | 2.7424 | 15.482 | 9.8615 | 0.10537 | 0.61675 | 5.546 | 0.56352 | 0.97071 | 0.082838 | 1.3846 | 1.9324 | 5.2209 | 1.4641
14 | 46500 | -0.36054 | 37.7065 | 0.56525 | -52.2172 | -31.6885 | 2.6856 | 15.4987 | 9.8991 | 0.067134 | 0.62352 | 5.5361 | 0.58404 | 1.012 | 0.020225 | 1.3717 | 1.8639 | 5.2938 | 1.5387
14 | 47000 | -0.27776 | 37.696 | 0.59325 | -52.2704 | -31.5742 | 2.6658 | 15.5122 | 9.8711 | 0.07697 | 0.56024 | 5.489 | 0.55841 | 1.042 | 0.013458 | 1.358 | 1.8361 | 5.335 | 1.5149
14 | 47500 | -0.26926 | 37.624 | 0.66242 | -52.243 | -31.5974 | 2.6674 | 15.476 | 9.86 | 0.016123 | 0.4892 | 5.5158 | 0.62648 | 1.0168 | 0.044837 | 1.3278 | 1.9446 | 5.3186 | 1.5195
14 | 48000 | -0.22786 | 37.6716 | 0.71249 | -52.2111 | -31.674 | 2.7154 | 15.5032 | 9.7385 | 0.029308 | 0.53266 | 5.517 | 0.60197 | 1.017 | -0.005083 | 1.2922 | 1.9771 | 5.3134 | 1.496
14 | 48500 | -0.16478 | 37.709 | 0.6681 | -52.1827 | -31.7419 | 2.7815 | 15.4791 | 9.6804 | 0.0056178 | 0.56987 | 5.5232 | 0.59321 | 1.0076 | 0.028265 | 1.2332 | 2.0084 | 5.332 | 1.4699
14 | 49000 | -0.1709 | 37.8107 | 0.63749 | -52.2951 | -31.8287 | 2.7272 | 15.5048 | 9.7122 | 0.030146 | 0.59648 | 5.5398 | 0.62077 | 1.0099 | 0.077993 | 1.173 | 2.049 | 5.3034 | 1.5019
14 | 49500 | -0.24161 | 37.9515 | 0.65562 | -52.3772 | -31.8232 | 2.781 | 15.4854 | 9.7166 | 0.048424 | 0.62016 | 5.5592 | 0.62686 | 0.96549 | 0.027733 | 1.2242 | 2.0203 | 5.239 | 1.5205
14 | 50000 | -0.27536 | 38.0352 | 0.60565 | -52.3047 | -31.8347 | 2.7629 | 15.472 | 9.6889 | 0.031032 | 0.60398 | 5.5985 | 0.62409 | 0.87397 | 0.014312 | 1.2292 | 2.0094 | 5.3054 | 1.5602
14 | 50500 | -0.2789 | 37.9764 | 0.60993 | -52.2065 | -31.861 | 2.6851 | 15.4612 | 9.7954 | 0.039825 | 0.57799 | 5.5831 | 0.70308 | 0.83493 | 0.046441 | 1.2259 | 1.9212 | 5.3419 | 1.5439
14 | 51000 | -0.21985 | 37.9776 | 0.56703 | -52.2947 | -31.8537 | 2.6363 | 15.467 | 9.832 | 0.04733 | 0.62723 | 5.6374 | 0.7513 | 0.80395 | 0.05866 | 1.1593 | 1.9665 | 5.4856 | 1.351
14 | 51500 | -0.25528 | 38.0339 | 0.53776 | -52.3174 | -31.8144 | 2.6929 | 15.4621 | 9.8326 | 0.039325 | 0.61432 | 5.6783 | 0.73955 | 0.76561 | 0.049557 | 1.1883 | 2.0395 | 5.3721 | 1.3412
14 | 52000 | -0.23459 | 38.0226 | 0.49393 | -52.4361 | -31.7109 | 2.721 | 15.4685 | 9.7788 | 0.073018 | 0.60409 | 5.6206 | 0.7043 | 0.78937 | 0.023766 | 1.2098 | 2.0651 | 5.415 | 1.3917
14 | 52500 | -0.31445 | 38.0136 | 0.49361 | -52.478 | -31.6716 | 2.7062 | 15.4906 | 9.8096 | 0.031781 | 0.66508 | 5.6253 | 0.69249 | 0.77261 | -0.022469 | 1.2272 | 2.1207 | 5.3704 | 1.4674
14 | 53000 | -0.2752 | 37.9829 | 0.4676 | -52.5079 | -31.7775 | 2.7146 | 15.5127 | 9.7475 | 0.077262 | 0.73834 | 5.6789 | 0.66457 | 0.83145 | 0.060986 | 1.235 | 2.0236 | 5.4728 | 1.3523
14 | 53500 | -0.28473 | 38.0014 | 0.4445 | -52.524 | -31.7458 | 2.7129 | 15.5201 | 9.7442 | 0.074365 | 0.85108 | 5.6427 | 0.68991 | 0.84607 | 0.10467 | 1.2606 | 1.9558 | 5.4282 | 1.2781
14 | 54000 | -0.2503 | 37.9501 | 0.40483 | -52.5646 | -31.7262 | 2.725 | 15.4793 | 9.703 | 0.096709 | 0.81909 | 5.647 | 0.79463 | 0.79188 | 0.12231 | 1.2394 | 2.0177 | 5.4375 | 1.3126
14 | 54500 | -0.24849 | 37.9128 | 0.34449 | -52.5356 | -31.6174 | 2.7124 | 15.5257 | 9.7005 | 0.087777 | 0.7956 | 5.6372 | 0.82103 | 0.71596 | 0.086671 | 1.2488 | 2.0158 | 5.42 | 1.3767
14 | 55000 | -0.22353 | 37.9135 | 0.30504 | -52.5998 | -31.6516 | 2.6498 | 15.579 | 9.6927 | 0.03798 | 0.82024 | 5.666 | 0.87519 | 0.74434 | 0.073142 | 1.2998 | 1.9933 | 5.4417 | 1.3831
14 | 55500 | -0.18761 | 37.9302 | 0.23455 | -52.5059 | -31.6285 | 2.6453 | 15.6345 | 9.6821 | 0.035561 | 0.76483 | 5.6478 | 0.82925 | 0.71251 | 0.048642 | 1.3453 | 2.0051 | 5.5084 | 1.2981
14 | 56000 | -0.26051 | 37.9578 | 0.12633 | -52.3868 | -31.599 | 2.649 | 15.6367 | 9.6654 | 0.043387 | 0.78227 | 5.6975 | 0.81898 | 0.73039 | 0.068164 | 1.3086 | 1.9799 | 5.533 | 1.2488
14 | 56500 | -0.21048 | 37.9646 | 0.11471 | -52.3357 | -31.5787 | 2.6774 | 15.6229 | 9.6542 | 0.020866 | 0.8116 | 5.6879 | 0.75499 | 0.76176 | 0.039286 | 1.2748 | 1.9516 | 5.4882 | 1.3001
14 | 57000 | -0.20998 | 38.0028 | 0.1321 | -52.3571 | -31.5806 | 2.606 | 15.6293 | 9.6622 | 0.077443 | 0.89112 | 5.6818 | 0.77027 | 0.70834 | 0.023815 | 1.2463 | 1.8995 | 5.4459 | 1.3709
14 | 57500 | -0.22414 | 38.0454 | 0.18679 | -52.4184 | -31.5055 | 2.582 | 15.6604 | 9.5843 | 0.12173 | 0.90695 | 5.7084 | 0.77469 | 0.68382 | 0.012587 | 1.1936 | 1.8708 | 5.4114 | 1.4054
14 | 58000 | -0.16518 | 38.0334 | 0.18635 | -52.4049 | -31.4503 | 2.5528 | 15.6678 | 9.5659 | 0.13845 | 0.88571 | 5.7092 | 0.81372 | 0.65098 | 0.010861 | 1.1729 | 1.896 | 5.3806 | 1.3557
14 | 58500 | -0.15016 | 38.0774 | 0.15565 | -52.354 | -31.3158 | 2.5681 | 15.7119 | 9.551 | 0.19341 | 0.87693 | 5.6691 | 0.74618 | 0.62406 | 0.019071 | 1.145 | 1.9334 | 5.3664 | 1.1823
14 | 59000 | -0.081909 | 38.0836 | 0.16398 | -52.4237 | -31.2715 | 2.5999 | 15.7086 | 9.5175 | 0.23433 | 0.87527 | 5.6909 | 0.78429 | 0.63198 | -0.017087 | 1.1641 | 1.9092 | 5.264 | 1.1666
14 | 59500 | -0.046487 | 38.1652 | 0.19858 | -52.435 | -31.3497 | 2.5979 | 15.7346 | 9.4943 | 0.22058 | 0.87236 | 5.7047 | 0.81658 | 0.59601 | 0.0093061 | 1.1814 | 1.8961 | 5.2854 | 1.0581
14 | 60000 | 0.019437 | 38.1547 | 0.24483 | -52.3957 | -31.3797 | 2.6075 | 15.6797 | 9.5067 | 0.20524 | 0.85724 | 5.7588 | 0.81076 | 0.53351 | 0.0213 | 1.1831 | 1.8681 | 5.3135 | 1.0109
14 | 60500 | 0.056788 | 38.1466 | 0.20419 | -52.2788 | -31.3403 | 2.553 | 15.6965 | 9.4676 | 0.29184 | 0.85162 | 5.7443 | 0.80257 | 0.54711 | -0.071874 | 1.1913 | 1.9169 | 5.2576 | 0.96308
14 | 61000 | 0.087626 | 38.1859 | 0.16999 | -52.3389 | -31.4285 | 2.5142 | 15.67 | 9.4739 | 0.32943 | 0.92423 | 5.778 | 0.832 | 0.53251 | -0.0054498 | 1.1748 | 1.9145 | 5.2592 | 0.92653
14 | 61500 | 0.11658 | 38.0991 | 0.17118 | -52.3024 | -31.4264 | 2.4687 | 15.6997 | 9.394 | 0.35472 | 0.91655 | 5.739 | 0.86341 | 0.52852 | -0.050582 | 1.1488 | 1.9329 | 5.2929 | 1.0533
14 | 62000 | 0.12723 | 38.0604 | 0.19228 | -52.2345 | -31.3808 | 2.4716 | 15.6985 | 9.4039 | 0.28594 | 0.92681 | 5.7671 | 0.83033 | 0.54717 | -0.10366 | 1.1172 | 1.923 | 5.2857 | 1.0817
14 | 62500 | 0.085723 | 38.0865 | 0.16629 | -52.172 | -31.362 | 2.4718 | 15.6619 | 9.461 | 0.28439 | 0.88505 | 5.758 | 0.8117 | 0.54885 | -0.077036 | 1.1154 | 1.9296 | 5.2104 | 1.1345
14 | 63000 | 0.11425 | 38.0526 | 0.18922 | -52.145 | -31.3906 | 2.4987 | 15.6747 | 9.4681 | 0.28561 | 0.8927 | 5.7302 | 0.84445 | 0.51499 | -0.088034 | 1.0843 | 1.8906 | 5.1987 | 1.1845
14 | 63500 | 0.094049 | 38.0804 | 0.11867 | -52.1605 | -31.432 | 2.5399 | 15.6993 | 9.5243 | 0.25437 | 0.85573 | 5.6848 | 0.80369 | 0.5631 | -0.14727 | 1.0985 | 1.8586 | 5.2419 | 1.3224
14 | 64000 | 0.029734 | 37.9904 | 0.084972 | -52.008 | -31.365 | 2.5364 | 15.68 | 9.5173 | 0.24867 | 0.86356 | 5.6388 | 0.82807 | 0.59326 | -0.2015 | 1.1618 | 1.8497 | 5.2809 | 1.2711
14 | 64500 | 0.040287 | 38.0015 | 0.11018 | -52.0379 | -31.4406 | 2.5217 | 15.6919 | 9.5396 | 0.22997 | 0.84628 | 5.6641 | 0.88656 | 0.59608 | -0.2276 | 1.1656 | 1.8468 | 5.3308 | 1.2347
14 | 65000 | 0.033396 | 38.022 | 0.11651 | -52.0382 | -31.4655 | 2.5218 | 15.7094 | 9.4844 | 0.13093 | 0.87958 | 5.7062 | 0.90059 | 0.54113 | -0.23236 | 1.1276 | 1.8839 | 5.3795 | 1.2991
14 | 65500 | -0.053266 | 38.0538 | 0.087799 | -52.0428 | -31.4949 | 2.494 | 15.7122 | 9.4944 | 0.17222 | 0.88534 | 5.7177 | 0.9067 | 0.51769 | -0.19396 | 1.176 | 1.912 | 5.4303 | 1.2247
14 | 66000 | -0.034584 | 38.0411 | 0.079745 | -52.1047 | -31.3901 | 2.5014 | 15.6808 | 9.562 | 0.15962 | 0.85481 | 5.7208 | 0.92118 | 0.48885 | -0.13692 | 1.1612 | 1.9439 | 5.3678 | 1.1832
14 | 66500 | -0.026273 | 38.0378 | 0.095385 | -52.098 | -31.424 | 2.4977 | 15.6981 | 9.5272 | 0.19313 | 0.94568 | 5.7547 | 0.92193 | 0.47752 | -0.19686 | 1.1322 | 1.9906 | 5.3095 | 1.1636
14 | 67000 | 0.01581 | 38.0342 | 0.10538 | -52.0452 | -31.4178 | 2.4799 | 15.6465 | 9.5265 | 0.23277 | 0.93791 | 5.7505 | 0.90771 | 0.41214 | -0.18837 | 1.1218 | 1.9691 | 5.4207 | 1.0904
14 | 67500 | -0.0087216 | 38.0311 | 0.079716 | -51.9949 | -31.4314 | 2.484 | 15.6751 | 9.5563 | 0.17693 | 0.94761 | 5.7875 | 0.94845 | 0.40433 | -0.20532 | 1.1822 | 1.9503 | 5.3892 | 1.0276
14 | 68000 | -0.024459 | 38.0409 | 0.12417 | -52.0079 | -31.4909 | 2.5013 | 15.7182 | 9.5567 | 0.18279 | 0.97803 | 5.8443 | 0.93008 | 0.46331 | -0.22562 | 1.176 | 1.9478 | 5.3237 | 0.96144
14 | 68500 | -0.016708 | 38.0755 | 0.1362 | -52.0169 | -31.5407 | 2.5167 | 15.7424 | 9.5217 | 0.19998 | 0.96987 | 5.8341 | 0.95216 | 0.45051 | -0.26432 | 1.1799 | 1.9431 | 5.3776 | 0.93892
14 | 69000 | -0.030976 | 38.1512 | 0.16558 | -52.0889 | -31.538 | 2.5006 | 15.7691 | 9.5451 | 0.20819 | 0.94791 | 5.8518 | 0.95095 | 0.41359 | -0.26354 | 1.1786 | 1.925 | 5.394 | 0.91973
14 | 69500 | -0.041535 | 38.1295 | 0.11524 | -52.1269 | -31.492 | 2.5186 | 15.7647 | 9.5721 | 0.21255 | 0.98288 | 5.8377 | 0.92551 | 0.43284 | -0.23603 | 1.1809 | 1.9279 | 5.3808 | 0.91527
14 | 70000 | -0.049603 | 38.0947 | 0.095687 | -52.1403 | -31.4762 | 2.5399 | 15.7771 | 9.6236 | 0.26819 | 0.99776 | 5.8363 | 0.93159 | 0.43828 | -0.34427 | 1.1743 | 1.9929 | 5.3335 | 0.90644
14 | 70500 | -0.029416 | 38.1129 | 0.081032 | -52.1488 | -31.5625 | 2.5443 | 15.7837 | 9.5878 | 0.30109 | 1.0158 | 5.8562 | 0.97307 | 0.39396 | -0.35649 | 1.2044 | 2.025 | 5.3636 | 0.85423
14 | 71000 | 0.010299 | 38.1008 | 0.090805 | -52.1341 | -31.6252 | 2.5685 | 15.8094 | 9.5772 | 0.32918 | 1.0127 | 5.8429 | 0.99019 | 0.40607 | -0.31951 | 1.1955 | 1.9664 | 5.3103 | 0.86861
14 | 71500 | 0.041638 | 38.1488 | 0.10585 | -52.2023 | -31.6537 | 2.597 | 15.7902 | 9.5444 | 0.30514 | 1.0474 | 5.8617 | 0.9784 | 0.39414 | -0.31864 | 1.1555 | 1.9719 | 5.3022 | 0.93062
14 | 72000 | 0.07713 | 38.1301 | 0.08115 | -52.1374 | -31.6776 | 2.5641 | 15.813 | 9.4814 | 0.34541 | 1.0243 | 5.8669 | 0.95719 | 0.45246 | -0.37075 | 1.1854 | 1.9527 | 5.291 | 0.96362
14 | 72500 | 0.037834 | 38.1457 | 0.065353 | -52.1373 | -31.6913 | 2.5395 | 15.8161 | 9.4701 | 0.3786 | 0.9805 | 5.8952 | 0.9863 | 0.49528 | -0.34349 | 1.1939 | 1.9647 | 5.2747 | 0.92827
14 | 73000 | 0.024484 | 38.113 | 0.042593 | -52.1149 | -31.6784 | 2.5304 | 15.8026 | 9.4105 | 0.43657 | 1.0021 | 5.831 | 0.98392 | 0.47909 | -0.31503 | 1.2186 | 1.9342 | 5.3212 | 0.97799
14 | 73500 | 0.04555 | 38.1454 | 0.038114 | -52.1339 | -31.6543 | 2.5518 | 15.8167 | 9.3825 | 0.43546 | 0.97332 | 5.8304 | 0.99854 | 0.45937 | -0.29105 | 1.2238 | 1.8993 | 5.3059 | 0.97314
14 | 74000 | 0.033879 | 38.1443 | 0.057433 | -52.2079 | -31.6005 | 2.5271 | 15.8438 | 9.4369 | 0.40037 | 0.96633 | 5.8594 | 1.02 | 0.45711 | -0.27463 | 1.2727 | 1.8758 | 5.1955 | 0.99251
14 | 74500 | 0.041735 | 38.1482 | 0.090025 | -52.1777 | -31.7008 | 2.5665 | 15.8898 | 9.4471 | 0.37026 | 1.0146 | 5.8044 | 1.0132 | 0.4101 | -0.29975 | 1.2752 | 1.9005 | 5.2002 | 1.0062
14 | 75000 | 0.00061764 | 38.1356 | 0.14258 | -52.157 | -31.6937 | 2.5389 | 15.8989 | 9.4227 | 0.38621 | 1.0149 | 5.8186 | 0.98766 | 0.43981 | -0.32345 | 1.264 | 1.8711 | 5.1808 | 1.0718
14 | 75500 | -0.034891 | 38.1298 | 0.13964 | -52.1987 | -31.7934 | 2.5837 | 15.9256 | 9.4442 | 0.40066 | 1.0339 | 5.7926 | 1.0154 | 0.41778 | -0.32476 | 1.2762 | 1.8404 | 5.2472 | 1.1049
14 | 76000 | -0.081487 | 38.1101 | 0.16346 | -52.2012 | -31.8 | 2.5731 | 15.8566 | 9.3971 | 0.39349 | 1.0626 | 5.8357 | 1.0143 | 0.40749 | -0.30829 | 1.3148 | 1.8642 | 5.2427 | 1.1555
14 | 76500 | -0.11428 | 38.1182 | 0.18617 | -52.1751 | -31.874 | 2.5622 | 15.8545 | 9.3755 | 0.48135 | 1.0588 | 5.8505 | 1.0313 | 0.40628 | -0.27135 | 1.2732 | 1.8622 | 5.246 | 1.1285
14 | 77000 | -0.12191 | 38.1203 | 0.24412 | -52.1816 | -31.8727 | 2.5541 | 15.8703 | 9.3653 | 0.48764 | 1.0355 | 5.8755 | 0.98031 | 0.39422 | -0.22193 | 1.2958 | 1.8527 | 5.2625 | 1.0597
14 | 77500 | -0.1802 | 38.1291 | 0.27497 | -52.1912 | -31.9006 | 2.5361 | 15.852 | 9.3514 | 0.46859 | 1.0647 | 5.8583 | 0.9727 | 0.38172 | -0.22897 | 1.3022 | 1.9237 | 5.2665 | 1.1192
14 | 78000 | -0.13686 | 38.1285 | 0.28053 | -52.1461 | -31.8489 | 2.481 | 15.8027 | 9.3158 | 0.49207 | 1.0715 | 5.8556 | 0.99645 | 0.44197 | -0.23277 | 1.296 | 1.8778 | 5.2158 | 1.109
14 | 78500 | -0.15665 | 38.1493 | 0.28366 | -52.105 | -31.9081 | 2.4122 | 15.8056 | 9.2881 | 0.52908 | 1.0883 | 5.8419 | 0.95463 | 0.43626 | -0.19758 | 1.3158 | 1.887 | 5.2557 | 1.1197
14 | 79000 | -0.16612 | 38.1313 | 0.27433 | -52.0875 | -31.8951 | 2.3903 | 15.8015 | 9.2935 | 0.48689 | 1.0961 | 5.8607 | 1.0042 | 0.38515 | -0.18499 | 1.3133 | 1.8757 | 5.2642 | 1.1566
14 | 79500 | -0.17219 | 38.1419 | 0.25379 | -52.1302 | -31.9325 | 2.4206 | 15.7972 | 9.3238 | 0.48744 | 1.0892 | 5.8703 | 1.0045 | 0.36201 | -0.19654 | 1.3643 | 1.9053 | 5.295 | 1.1161
14 | 80000 | -0.17465 | 38.0883 | 0.24577 | -52.0945 | -31.8617 | 2.4549 | 15.7939 | 9.2987 | 0.47265 | 1.1334 | 5.85 | 1.0415 | 0.37158 | -0.23484 | 1.3552 | 1.8337 | 5.2755 | 1.1506
14 | 80500 | -0.17128 | 38.139 | 0.22894 | -52.1676 | -31.853 | 2.4233 | 15.7892 | 9.3206 | 0.4947 | 1.1237 | 5.8853 | 1.0562 | 0.32668 | -0.23842 | 1.3801 | 1.8321 | 5.3313 | 1.0992
14 | 81000 | -0.1829 | 38.111 | 0.22427 | -52.1914 | -31.8214 | 2.4189 | 15.7768 | 9.3084 | 0.45646 | 1.1848 | 5.8768 | 1.0312 | 0.29561 | -0.2204 | 1.4266 | 1.8577 | 5.3229 | 1.1247
14 | 81500 | -0.14745 | 38.1094 | 0.18854 | -52.1626 | -31.8384 | 2.4433 | 15.8004 | 9.3245 | 0.44356 | 1.1917 | 5.8296 | 1.0247 | 0.29149 | -0.2013 | 1.4779 | 1.8231 | 5.2702 | 1.1315
14 | 82000 | -0.11858 | 38.1425 | 0.18326 | -52.082 | -31.8691 | 2.4453 | 15.7467 | 9.3489 | 0.47638 | 1.2045 | 5.861 | 0.99999 | 0.28168 | -0.18769 | 1.4426 | 1.8002 | 5.2564 | 1.0679
14 | 82500 | -0.10122 | 38.1639 | 0.18964 | -52.1003 | -31.987 | 2.4526 | 15.7328 | 9.3318 | 0.50287 | 1.1833 | 5.8785 | 1.0088 | 0.29405 | -0.15222 | 1.4663 | 1.758 | 5.254 | 1.1241
14 | 83000 | -0.09011 | 38.2028 | 0.13971 | -52.1184 | -32.0085 | 2.4755 | 15.7834 | 9.3527 | 0.50454 | 1.1382 | 5.8495 | 1.0178 | 0.29115 | -0.10862 | 1.4629 | 1.7634 | 5.2265 | 1.1177
14 | 83500 | -0.10364 | 38.1805 | 0.10183 | -52.1293 | -32.0153 | 2.423 | 15.7578 | 9.3338 | 0.525 | 1.1248 | 5.8519 | 1.0472 | 0.32232 | -0.11671 | 1.4774 | 1.7815 | 5.3045 | 1.1334
14 | 84000 | -0.12303 | 38.2174 | 0.10599 | -52.2001 | -32.0373 | 2.4319 | 15.8017 | 9.3495 | 0.50491 | 1.1498 | 5.8096 | 1.0622 | 0.32731 | -0.11448 | 1.5258 | 1.7657 | 5.2834 | 1.1396
14 | 84500 | -0.14264 | 38.2314 | 0.12307 | -52.1871 | -31.9866 | 2.4527 | 15.8045 | 9.3775 | 0.49103 | 1.1517 | 5.7746 | 1.0738 | 0.3198 | -0.13085 | 1.5423 | 1.779 | 5.2183 | 1.1076
14 | 85000 | -0.15016 | 38.1898 | 0.11965 | -52.1596 | -31.9419 | 2.4429 | 15.7624 | 9.369 | 0.50279 | 1.1789 | 5.7602 | 1.0769 | 0.27177 | -0.099258 | 1.5579 | 1.8251 | 5.1752 | 1.1185
14 | 85500 | -0.13016 | 38.1614 | 0.16813 | -52.1411 | -32.0013 | 2.4017 | 15.7984 | 9.3998 | 0.54425 | 1.1601 | 5.74 | 1.0912 | 0.26993 | -0.15168 | 1.5343 | 1.8335 | 5.2295 | 1.092
14 | 86000 | -0.19474 | 38.1888 | 0.1427 | -52.1817 | -32.0296 | 2.4322 | 15.8238 | 9.4395 | 0.52932 | 1.1556 | 5.7317 | 1.0929 | 0.27201 | -0.11335 | 1.5558 | 1.837 | 5.1686 | 1.1495
14 | 86500 | -0.21731 | 38.1583 | 0.11699 | -52.1935 | -32.0134 | 2.4563 | 15.8246 | 9.4404 | 0.54148 | 1.1362 | 5.7345 | 1.0802 | 0.28882 | -0.14712 | 1.5649 | 1.8683 | 5.2088 | 1.1516
14 | 87000 | -0.23567 | 38.1557 | 0.065289 | -52.1484 | -32.0144 | 2.4475 | 15.8109 | 9.4207 | 0.55969 | 1.1987 | 5.7136 | 1.0527 | 0.27769 | -0.13725 | 1.5758 | 1.8776 | 5.2132 | 1.1667
14 | 87500 | -0.2063 | 38.1246 | 0.062045 | -52.1127 | -32.06 | 2.4805 | 15.7957 | 9.4097 | 0.54031 | 1.1946 | 5.7527 | 1.054 | 0.25783 | -0.13625 | 1.571 | 1.8797 | 5.2367 | 1.1558
14 | 88000 | -0.1553 | 38.1239 | 0.046809 | -52.1293 | -32.0475 | 2.4997 | 15.8202 | 9.4708 | 0.52126 | 1.1883 | 5.7226 | 1.0235 | 0.31241 | -0.15732 | 1.6 | 1.8886 | 5.1795 | 1.0919
14 | 88500 | -0.18338 | 38.1562 | 0.067978 | -52.1071 | -32.0821 | 2.4875 | 15.8116 | 9.4567 | 0.56558 | 1.1389 | 5.7057 | 0.99273 | 0.30772 | -0.17957 | 1.6355 | 1.8901 | 5.1871 | 1.1487
14 | 89000 | -0.16474 | 38.1894 | 0.031746 | -52.1104 | -32.1436 | 2.5025 | 15.8423 | 9.427 | 0.55931 | 1.2011 | 5.7142 | 1.0338 | 0.3226 | -0.18065 | 1.6174 | 1.865 | 5.1685 | 1.1246
14 | 89500 | -0.128 | 38.2155 | 0.028681 | -52.1384 | -32.1823 | 2.5198 | 15.8375 | 9.4594 | 0.55007 | 1.1879 | 5.7318 | 1.0312 | 0.35004 | -0.17235 | 1.6163 | 1.8318 | 5.1167 | 1.1443
14 | 90000 | -0.11148 | 38.2537 | 0.037484 | -52.197 | -32.2316 | 2.4803 | 15.8638 | 9.5123 | 0.55862 | 1.1825 | 5.7535 | 1.0171 | 0.3637 | -0.16843 | 1.5936 | 1.826 | 5.1855 | 1.0806
14 | 90500 | -0.11466 | 38.2604 | 0.10453 | -52.1864 | -32.2365 | 2.4471 | 15.839 | 9.5119 | 0.52895 | 1.172 | 5.7553 | 1.0291 | 0.38965 | -0.18579 | 1.5881 | 1.8333 | 5.1924 | 1.0716
14 | 91000 | -0.10403 | 38.2721 | 0.077993 | -52.1558 | -32.302 | 2.454 | 15.7845 | 9.5142 | 0.55388 | 1.1977 | 5.7719 | 1.0384 | 0.39013 | -0.15841 | 1.5879 | 1.8783 | 5.1674 | 1.0319
14 | 91500 | -0.093668 | 38.1952 | 0.10897 | -52.1275 | -32.3066 | 2.4406 | 15.777 | 9.5082 | 0.55552 | 1.1692 | 5.7928 | 1.0567 | 0.38875 | -0.13455 | 1.5925 | 1.8795 | 5.1413 | 1.056
14 | 92000 | -0.10152 | 38.1806 | 0.09374 | -52.0758 | -32.3014 | 2.478 | 15.8177 | 9.4954 | 0.58782 | 1.1486 | 5.7878 | 1.0729 | 0.37823 | -0.16653 | 1.5882 | 1.8494 | 5.1871 | 0.97966
14 | 92500 | -0.10548 | 38.2005 | 0.08807 | -52.0759 | -32.2919 | 2.4371 | 15.8326 | 9.517 | 0.58843 | 1.118 | 5.7811 | 1.0237 | 0.39028 | -0.1793 | 1.6422 | 1.8451 | 5.1886 | 0.99998
14 | 93000 | -0.099221 | 38.2271 | 0.060126 | -52.1129 | -32.3577 | 2.4628 | 15.8197 | 9.5186 | 0.59014 | 1.1154 | 5.792 | 1.0224 | 0.36712 | -0.13174 | 1.6463 | 1.8887 | 5.1981 | 0.99324
14 | 93500 | -0.067688 | 38.2146 | 0.073584 | -52.0834 | -32.3091 | 2.4517 | 15.786 | 9.4631 | 0.58858 | 1.0942 | 5.8053 | 1.0193 | 0.36225 | -0.12405 | 1.6747 | 1.8929 | 5.1904 | 0.96763
14 | 94000 | -0.064637 | 38.2249 | 0.078572 | -52.0613 | -32.3278 | 2.4552 | 15.744 | 9.4792 | 0.55693 | 1.1115 | 5.8048 | 1.0141 | 0.37185 | -0.13287 | 1.6781 | 1.9244 | 5.2184 | 0.92468
14 | 94500 | -0.058845 | 38.2446 | 0.05348 | -52.0775 | -32.2896 | 2.4453 | 15.7251 | 9.4555 | 0.57061 | 1.0598 | 5.8082 | 1.0212 | 0.39733 | -0.10112 | 1.6894 | 1.9641 | 5.1834 | 0.909
14 | 95000 | -0.043287 | 38.1948 | 0.072444 | -52.0351 | -32.3146 | 2.4632 | 15.6865 | 9.4762 | 0.55351 | 1.0645 | 5.8207 | 0.9988 | 0.35762 | -0.12142 | 1.6932 | 1.9496 | 5.2447 | 0.93872
14 | 95500 | -0.0074686 | 38.1758 | 0.061606 | -52.0496 | -32.3028 | 2.4477 | 15.7002 | 9.4603 | 0.56456 | 1.1159 | 5.805 | 1.0101 | 0.35222 | -0.10159 | 1.6772 | 1.9786 | 5.2227 | 0.88959
14 | 96000 | 0.011115 | 38.2375 | 0.05313 | -52.1542 | -32.3133 | 2.4725 | 15.7304 | 9.4517 | 0.53234 | 1.1068 | 5.7977 | 1.0449 | 0.34629 | -0.14461 | 1.6779 | 2.0128 | 5.2638 | 0.87328
14 | 96500 | -0.054928 | 38.2217 | 0.075436 | -52.134 | -32.3116 | 2.5079 | 15.7707 | 9.4418 | 0.55733 | 1.087 | 5.7704 | 1.039 | 0.3542 | -0.15481 | 1.6579 | 2.0052 | 5.272 | 0.89479
14 | 97000 | -0.031932 | 38.1875 | 0.088001 | -52.1136 | -32.3081 | 2.4842 | 15.736 | 9.4564 | 0.57807 | 1.0735 | 5.7934 | 1.0074 | 0.33511 | -0.15851 | 1.6548 | 2.0391 | 5.2688 | 0.90982
14 | 97500 | 0.00089031 | 38.2009 | 0.072423 | -52.109 | -32.296 | 2.4604 | 15.7353 | 9.4217 | 0.60017 | 1.0624 | 5.7949 | 0.99647 | 0.33439 | -0.17418 | 1.6324 | 2.0504 | 5.2694 | 0.94707
14 | 98000 | -0.013806 | 38.1822 | 0.071278 | -52.1425 | -32.3023 | 2.4723 | 15.7083 | 9.4011 | 0.6212 | 1.0522 | 5.8148 | 1.0041 | 0.32203 | -0.16444 | 1.6592 | 2.0692 | 5.2497 | 0.99552
14 | 98500 | 0.006975 | 38.1508 | 0.041334 | -52.042 | -32.3123 | 2.4898 | 15.6772 | 9.3848 | 0.62813 | 1.0016 | 5.8217 | 1.0077 | 0.33739 | -0.14651 | 1.6485 | 2.0812 | 5.2772 | 0.94651
14 | 99000 | 0.056872 | 38.1589 | 0.036399 | -52.0631 | -32.3181 | 2.5004 | 15.6815 | 9.3855 | 0.63465 | 1.007 | 5.79 | 1.0484 | 0.33445 | -0.1534 | 1.6307 | 2.0586 | 5.2685 | 0.94272
14 | 99500 | 0.061247 | 38.1776 | 0.042588 | -52.0803 | -32.2858 | 2.5051 | 15.667 | 9.4168 | 0.58548 | 1.0258 | 5.7603 | 1.0637 | 0.3437 | -0.15992 | 1.5892 | 2.0528 | 5.2626 | 0.97229
14 | 100000 | 0.059418 | 38.1678 | 0.040475 | -52.0522 | -32.2516 | 2.522 | 15.6331 | 9.4158 | 0.56627 | 1.03 | 5.7552 | 1.0707 | 0.33619 | -0.14181 | 1.5865 | 2.0355 | 5.2118 | 1.0149
15 | 100 | -2.9587 | 35.0119 | 4.4695 | -82.9497 | -22.6885 | 8.6433 | 25.959 | 2.3976 | 9.3562 | -3.9743 | -11.8958 | 13.2249 | 4.856 | 3.9352 | -4.0806 | 7.0022 | 5.2628 | 8.4291
15 | 500 | -3.5474 | 37.3939 | 0.9269 | -60.5586 | -30.7701 | 0.049601 | 21.1197 | 7.3863 | 0.77715 | -2.3672 | 3.4704 | 0.41166 | -4.6921 | 2.4216 | 2.4292 | 7.2545 | 8.7199 | 9.5746
15 | 1000 | 2.4038 | 35.6807 | -3.4877 | -54.1157 | -33.8637 | 0.58454 | 17.8407 | 9.5832 | 3.8951 | -2.8007 | 1.1531 | 3.2857 | -3.2119 | 2.8723 | 3.3433 | 5.7765 | 6.2215 | 4.8393
15 | 1500 | 3.9621 | 37.9657 | -2.7763 | -56.0008 | -33.4262 | 1.6744 | 16.7666 | 10.4507 | 4.0432 | -2.7831 | 1.7424 | 3.7611 | -0.84904 | 3.2643 | 4.9017 | 2.5719 | 3.5326 | 1.1988
15 | 2000 | 1.6072 | 39.2178 | -2.4586 | -56.054 | -34.7343 | 0.75269 | 16.9957 | 10.9112 | 4.0152 | -1.0263 | 3.5791 | 2.0803 | -0.38696 | 3.2908 | 4.1833 | 1.7045 | 4.6778 | 1.6446
15 | 2500 | 1.2569 | 39.617 | -2.7137 | -55.3414 | -32.8265 | 0.45412 | 16.499 | 10.1012 | 2.4705 | 1.0514 | 2.383 | 1.3714 | -0.26785 | 2.8108 | 3.3963 | 2.718 | 5.9119 | 1.1078
15 | 3000 | 1.3071 | 39.3315 | -1.4858 | -54.3202 | -33.0757 | 0.19126 | 16.185 | 9.0891 | 2.2642 | 2.012 | 3.146 | 1.8703 | -0.0078053 | 3.0413 | 2.1264 | 2.9174 | 5.3508 | 0.057233
15 | 3500 | 1.0876 | 38.5092 | -1.5215 | -53.3922 | -32.6179 | 0.92825 | 14.1955 | 9.832 | 1.2647 | 2.4336 | 3.5648 | 2.0016 | 0.072592 | 2.5472 | 1.3904 | 2.4212 | 6.8922 | 0.39086
15 | 4000 | 0.65758 | 38.2894 | -1.7621 | -55.1528 | -32.3332 | 1.4684 | 14.8215 | 11.2514 | 1.2869 | 1.6321 | 2.8968 | 2.6384 | 0.80164 | 2.9337 | 1.6929 | 1.969 | 6.8966 | 0.011876
15 | 4500 | 0.82418 | 38.328 | -1.2019 | -54.5761 | -31.3694 | 1.3752 | 14.7089 | 11.0958 | 0.99914 | 2.1214 | 2.7048 | 2.2777 | 0.49545 | 1.88 | 1.3986 | 1.8893 | 5.8828 | 1.166
15 | 5000 | 0.38831 | 38.0961 | -1.0045 | -54.3283 | -30.6454 | 1.9209 | 14.7138 | 10.2729 | 0.31212 | 1.1648 | 3.4369 | 1.7503 | 0.29864 | 1.5347 | 1.1463 | 2.8057 | 5.9683 | 2.1684
15 | 5500 | 0.49966 | 37.677 | -0.64872 | -55.0524 | -31.1783 | 2.0405 | 15.0888 | 10.2694 | -0.087887 | 1.0001 | 4.4206 | 1.2744 | 0.46858 | 1.425 | 1.507 | 2.9072 | 5.9303 | 2.4588
15 | 6000 | 0.094654 | 37.5089 | -0.33061 | -54.3328 | -30.9613 | 1.7328 | 15.0031 | 9.9583 | -0.15204 | 1.2971 | 4.7194 | 1.0113 | 0.51866 | 1.0942 | 1.1887 | 3.2476 | 5.7619 | 2.6401
15 | 6500 | 0.11261 | 37.5961 | 0.23292 | -53.5119 | -31.3594 | 1.3951 | 14.8958 | 9.3673 | -0.46985 | 1.2544 | 4.4851 | 0.58269 | 0.65331 | 0.79093 | 1.2754 | 3.3936 | 6.5798 | 2.7262
15 | 7000 | 0.10958 | 37.7228 | -0.70304 | -53.6772 | -30.5877 | 1.4165 | 15.1083 | 9.0716 | -0.2132 | 1.8873 | 4.7329 | 0.60629 | 1.1145 | 0.77993 | 1.5501 | 3.1405 | 6.1945 | 1.7462
15 | 7500 | 0.26062 | 37.9601 | -0.26793 | -53.3356 | -30.0157 | 1.1506 | 14.9198 | 8.8008 | -0.29309 | 1.5012 | 4.8303 | 0.58148 | 1.6789 | 0.85942 | 1.1332 | 3.2373 | 5.6715 | 1.3271
15 | 8000 | 0.037867 | 37.6772 | 0.07358 | -52.7849 | -30.1875 | 1.3178 | 14.9661 | 8.5762 | -0.44601 | 1.2011 | 5.1592 | 0.7015 | 1.3451 | 0.39767 | 0.90767 | 3.5727 | 5.7506 | 1.7341
15 | 8500 | 0.12396 | 37.5478 | -0.34502 | -52.3373 | -30.6247 | 1.3963 | 14.7458 | 8.5019 | -0.63907 | 1.3097 | 4.8175 | 1.1259 | 1.3697 | 0.61323 | 1.321 | 3.4278 | 5.9652 | 1.6803
15 | 9000 | 0.14807 | 37.2723 | -0.57021 | -51.7202 | -29.9131 | 1.6331 | 14.7328 | 8.7161 | -0.83742 | 1.3977 | 4.6828 | 1.0688 | 1.3428 | 0.41287 | 1.5666 | 3.1837 | 5.6698 | 1.2136
15 | 9500 | 0.023518 | 36.9374 | -0.19669 | -51.2527 | -29.2561 | 1.5322 | 14.2461 | 8.4022 | -0.65742 | 1.5765 | 4.4901 | 0.82588 | 1.0189 | 0.60993 | 1.6791 | 3.2724 | 5.4158 | 1.3329
15 | 10000 | -0.33585 | 36.792 | -0.11629 | -51.1627 | -29.3622 | 1.4891 | 14.1065 | 8.2777 | -0.65395 | 1.7549 | 4.9833 | 0.5409 | 1.2163 | 0.45624 | 1.8689 | 3.3509 | 5.7854 | 1.0088
15 | 10500 | 0.030245 | 36.9801 | 0.050515 | -51.453 | -29.4088 | 1.5014 | 14.0881 | 8.1115 | -0.67884 | 1.6362 | 4.8334 | 0.52264 | 1.0477 | 0.42712 | 1.8236 | 3.2814 | 5.9205 | 1.2862
15 | 11000 | -0.26589 | 36.8284 | 0.047546 | -51.4398 | -29.5768 | 1.6656 | 14.0748 | 8.4237 | -0.51593 | 1.6394 | 4.8769 | 0.46969 | 1.0109 | 0.45696 | 1.7709 | 3.2932 | 5.9893 | 1.2511
15 | 11500 | -0.093129 | 36.7885 | -0.26222 | -50.8277 | -29.3937 | 1.6548 | 13.9938 | 8.2925 | -0.60594 | 1.3475 | 4.6789 | 0.44002 | 0.97508 | 0.65733 | 1.8123 | 3.2089 | 5.8043 | 1.5288
15 | 12000 | -0.22173 | 36.7479 | -0.40346 | -51.0974 | -29.4992 | 1.6789 | 14.1869 | 8.2925 | -0.60386 | 1.3766 | 4.6282 | 0.29866 | 1.1665 | 0.41776 | 1.9859 | 3.3016 | 6.3161 | 1.4281
15 | 12500 | -0.37547 | 36.8974 | -0.43283 | -51.5406 | -30.0218 | 2.0513 | 14.1703 | 8.543 | -0.3389 | 1.3339 | 4.764 | 0.42249 | 1.3054 | 0.12105 | 2.0094 | 3.3774 | 6.3262 | 1.3879
15 | 13000 | -0.59622 | 37.0892 | -0.13881 | -51.7268 | -29.9641 | 2.0789 | 14.4719 | 8.7437 | -0.31414 | 1.2265 | 4.6847 | 0.60403 | 1.2752 | -0.053028 | 1.9602 | 3.2225 | 5.8541 | 1.5822
15 | 13500 | -0.73707 | 37.0483 | -0.1488 | -51.6032 | -29.9956 | 2.1835 | 14.5672 | 8.6468 | -0.335 | 1.0901 | 4.8126 | 0.83462 | 1.3042 | 0.15502 | 1.8218 | 3.1629 | 5.6085 | 1.584
15 | 14000 | -0.69722 | 37.1017 | -0.14182 | -51.6524 | -30.1177 | 2.3953 | 14.3415 | 8.6971 | -0.26345 | 1.2971 | 4.8109 | 0.79506 | 1.2506 | 0.10799 | 1.8211 | 3.3902 | 5.585 | 1.279
15 | 14500 | -0.81577 | 37.0446 | -0.11492 | -52.0127 | -30.2476 | 2.4863 | 14.3649 | 8.9314 | -0.20705 | 1.3876 | 4.9618 | 0.61915 | 1.4501 | -0.02392 | 1.7856 | 3.4547 | 5.6996 | 1.2363
15 | 15000 | -0.72714 | 37.0937 | 0.10362 | -51.8597 | -30.4024 | 2.6179 | 14.3512 | 8.8805 | -0.46606 | 1.3962 | 5.1066 | 0.55246 | 1.2527 | 0.089543 | 1.8091 | 3.2431 | 5.7757 | 1.1829
15 | 15500 | -1.0283 | 36.9209 | 0.21851 | -51.9437 | -30.2959 | 2.6881 | 14.162 | 8.8905 | -0.41807 | 1.4766 | 5.3106 | 0.59999 | 1.1719 | 0.2179 | 1.8439 | 3.1979 | 5.438 | 1.5492
15 | 16000 | -1.1755 | 36.9404 | 0.42743 | -52.0031 | -30.246 | 2.7664 | 14.1728 | 9.1264 | -0.37785 | 1.2931 | 5.0269 | 0.69322 | 1.148 | 0.14398 | 1.8116 | 3.2253 | 5.2389 | 1.7879
15 | 16500 | -1.0646 | 36.916 | 0.47096 | -51.7921 | -30.2684 | 2.8558 | 14.169 | 9.185 | -0.40616 | 1.2509 | 5.0419 | 0.60404 | 1.1411 | 0.035327 | 1.8921 | 3.1824 | 5.0227 | 1.7641
15 | 17000 | -1.1565 | 36.7291 | 0.50861 | -51.5919 | -30.1947 | 2.8281 | 14.1087 | 9.3274 | -0.50259 | 1.2414 | 5.07 | 0.64544 | 1.148 | -0.16395 | 2.0401 | 3.2875 | 5.0269 | 1.6483
15 | 17500 | -1.2378 | 36.5961 | 0.66439 | -51.4733 | -30.1113 | 3.1271 | 14.1939 | 9.2114 | -0.5412 | 1.0537 | 5.0337 | 0.76532 | 1.0903 | -0.398 | 1.9201 | 3.1801 | 5.2083 | 1.7173
15 | 18000 | -1.3254 | 36.5784 | 0.52833 | -51.416 | -30.5712 | 3.1321 | 14.4124 | 9.2462 | -0.5111 | 1.0332 | 5.0971 | 0.84295 | 1.0675 | -0.47051 | 1.778 | 3.2711 | 5.421 | 1.886
15 | 18500 | -1.2825 | 36.5455 | 0.49709 | -51.5433 | -30.3448 | 3.2317 | 14.3677 | 9.3686 | -0.45527 | 0.95247 | 5.176 | 0.80463 | 0.84533 | -0.39155 | 1.8299 | 3.1375 | 5.4332 | 1.828
15 | 19000 | -1.2485 | 36.7544 | 0.53563 | -51.4132 | -30.3023 | 3.2572 | 14.4944 | 9.48 | -0.4571 | 0.85365 | 5.2555 | 0.67478 | 0.82272 | -0.46036 | 1.6666 | 3.0129 | 5.4774 | 1.5963
15 | 19500 | -1.3587 | 36.5421 | 0.52633 | -51.4182 | -30.1574 | 3.3045 | 14.5844 | 9.4823 | -0.44789 | 0.87229 | 5.2835 | 0.74378 | 0.8175 | -0.3362 | 1.5559 | 3.0672 | 5.5811 | 1.3574
15 | 20000 | -1.3237 | 36.5573 | 0.55576 | -51.6549 | -30.3238 | 3.1417 | 14.6336 | 9.4925 | -0.31052 | 0.9891 | 5.3107 | 0.73539 | 0.77691 | -0.17618 | 1.5752 | 2.9247 | 5.5396 | 1.5568
15 | 20500 | -1.2736 | 36.6094 | 0.68027 | -51.535 | -30.4191 | 3.1056 | 14.7027 | 9.5014 | -0.31644 | 0.83106 | 5.2169 | 0.77291 | 0.66707 | -0.0073769 | 1.3964 | 2.9619 | 5.5979 | 1.508
15 | 21000 | -1.3774 | 36.6301 | 0.70546 | -51.5768 | -30.4671 | 2.9535 | 14.7237 | 9.5562 | -0.26657 | 0.83752 | 5.1048 | 0.84795 | 0.60377 | 0.10393 | 1.3289 | 3.0553 | 5.7043 | 1.5322
15 | 21500 | -1.3969 | 36.6089 | 0.49952 | -51.4206 | -30.1832 | 3.1083 | 14.5984 | 9.5112 | -0.52057 | 0.78717 | 5.1908 | 0.86481 | 0.49691 | 0.17983 | 1.3699 | 2.979 | 5.6708 | 1.6558
15 | 22000 | -1.2179 | 36.7526 | 0.61151 | -51.6979 | -30.3298 | 2.911 | 14.7642 | 9.5337 | -0.55787 | 0.76881 | 5.1112 | 1.1534 | 0.42829 | 0.20175 | 1.2444 | 3.047 | 5.5864 | 1.6891
15 | 22500 | -1.1966 | 36.6102 | 0.70873 | -51.6019 | -30.112 | 2.9311 | 14.8001 | 9.4328 | -0.46791 | 0.82157 | 5.2058 | 1.0801 | 0.40059 | 0.21758 | 1.0543 | 3.0309 | 5.5135 | 1.5713
15 | 23000 | -1.2711 | 36.6443 | 0.66394 | -51.5605 | -29.9697 | 2.9541 | 14.6925 | 9.5696 | -0.29308 | 0.73108 | 5.1002 | 1.2552 | 0.39965 | 0.24476 | 0.9781 | 2.9727 | 5.3678 | 1.5205
15 | 23500 | -1.1256 | 36.539 | 0.59227 | -51.4578 | -29.8118 | 2.8782 | 14.7 | 9.5825 | -0.29969 | 0.79718 | 5.0954 | 1.1254 | 0.56939 | 0.25992 | 1.0915 | 2.9227 | 5.3085 | 1.2327
15 | 24000 | -1.0647 | 36.5437 | 0.73856 | -51.3932 | -29.8893 | 2.8187 | 14.7181 | 9.5389 | -0.39194 | 0.69174 | 5.0423 | 1.0394 | 0.62802 | 0.20562 | 1.1168 | 2.862 | 5.4231 | 1.3723
15 | 24500 | -0.9435 | 36.6915 | 0.7883 | -51.421 | -29.9767 | 2.7976 | 14.6003 | 9.6116 | -0.41231 | 0.54081 | 5.0956 | 0.93718 | 0.82153 | 0.095681 | 1.0137 | 2.8803 | 5.3543 | 1.5251
15 | 25000 | -0.98963 | 36.8028 | 0.77378 | -51.5027 | -30.1316 | 2.7702 | 14.5101 | 9.7577 | -0.42671 | 0.73372 | 5.0766 | 0.97911 | 0.69309 | 0.099434 | 1.2198 | 2.8145 | 5.2518 | 1.568
15 | 25500 | -0.96678 | 36.8639 | 0.73444 | -51.5116 | -30.1705 | 2.7392 | 14.3734 | 9.6594 | -0.17532 | 0.67946 | 5.0654 | 1.0523 | 0.76502 | 0.11449 | 1.1197 | 2.7477 | 5.5799 | 1.3299
15 | 26000 | -0.93783 | 36.8637 | 0.75355 | -51.6108 | -30.2312 | 2.8304 | 14.3722 | 9.6417 | -0.066588 | 0.64077 | 4.9637 | 0.98492 | 0.79787 | 0.036089 | 1.171 | 2.8744 | 5.6873 | 1.2287
15 | 26500 | -0.80522 | 36.8172 | 0.74179 | -51.704 | -30.3851 | 2.9092 | 14.3238 | 9.7714 | -0.10836 | 0.6819 | 4.9943 | 0.90507 | 0.77281 | 0.11285 | 1.2303 | 2.7662 | 5.6774 | 1.2985
15 | 27000 | -0.89446 | 36.839 | 0.80307 | -51.6174 | -30.3009 | 3.022 | 14.2048 | 9.7523 | -0.091178 | 0.68886 | 5.0084 | 0.74403 | 0.85293 | 0.028695 | 1.2812 | 2.8913 | 5.6599 | 1.1275
15 | 27500 | -0.93683 | 36.738 | 0.82091 | -51.7251 | -30.2983 | 3.0622 | 14.1763 | 9.6833 | -0.12547 | 0.60828 | 5.0713 | 0.68832 | 0.97057 | 0.069641 | 1.2614 | 2.9533 | 5.7588 | 1.2235
15 | 28000 | -1.1007 | 36.6266 | 0.78215 | -51.5882 | -30.2285 | 3.1056 | 14.1382 | 9.6654 | -0.048882 | 0.72555 | 5.0287 | 0.65579 | 0.96357 | 0.061695 | 1.3095 | 2.933 | 5.8408 | 1.1297
15 | 28500 | -1.1763 | 36.7027 | 0.81071 | -51.6664 | -30.1596 | 3.1314 | 14.0513 | 9.6258 | 0.073292 | 0.75232 | 5.0394 | 0.70583 | 0.97726 | 0.11274 | 1.3791 | 2.8108 | 5.9388 | 0.89086
15 | 29000 | -1.1183 | 36.7323 | 0.66794 | -51.805 | -30.0422 | 3.1241 | 14.0593 | 9.6444 | 0.026719 | 0.6705 | 5.0132 | 0.56757 | 1.0378 | 0.22823 | 1.3436 | 2.9018 | 6.0141 | 0.93402
15 | 29500 | -1.1131 | 36.6967 | 0.71974 | -51.675 | -30.1461 | 3.0134 | 14.0684 | 9.5881 | -0.083938 | 0.70389 | 4.9987 | 0.68219 | 1.151 | 0.15691 | 1.3677 | 2.8738 | 5.9791 | 1.0184
15 | 30000 | -0.98475 | 36.7226 | 0.59194 | -51.5955 | -30.2038 | 3.0242 | 14.0284 | 9.6209 | -0.17304 | 0.73 | 5.0843 | 0.67692 | 1.138 | 0.011292 | 1.3278 | 2.9277 | 6.0241 | 1.0491
15 | 30500 | -0.94589 | 36.6107 | 0.65288 | -51.5298 | -30.1017 | 2.9657 | 14.0317 | 9.6314 | -0.10861 | 0.75912 | 5.1071 | 0.70241 | 0.97431 | 0.071707 | 1.2329 | 2.9097 | 5.9281 | 1.1083
15 | 31000 | -0.88328 | 36.6149 | 0.72988 | -51.643 | -30.1652 | 2.9605 | 14.1477 | 9.5947 | -0.23754 | 0.82351 | 5.1513 | 0.72994 | 1.0341 | 0.049648 | 1.3899 | 2.7356 | 6.0188 | 0.94851
15 | 31500 | -0.81892 | 36.6348 | 0.67231 | -51.5874 | -30.1391 | 3.0017 | 14.2208 | 9.5178 | -0.17202 | 0.76538 | 5.1236 | 0.74628 | 0.95129 | -0.031507 | 1.3911 | 2.6915 | 5.9465 | 1.0858
15 | 32000 | -0.85708 | 36.6002 | 0.68923 | -51.5546 | -30.1058 | 2.8963 | 14.1565 | 9.4971 | -0.054014 | 0.77162 | 5.1148 | 0.71022 | 0.94786 | -0.062923 | 1.4804 | 2.6082 | 5.8825 | 1.2794
15 | 32500 | -0.78903 | 36.6138 | 0.75496 | -51.5995 | -30.0772 | 2.784 | 14.2207 | 9.5478 | -0.025894 | 0.72752 | 5.1024 | 0.94755 | 0.87517 | -0.13336 | 1.4668 | 2.6008 | 5.7043 | 1.2791
15 | 33000 | -0.77679 | 36.6406 | 0.65104 | -51.7927 | -30.0985 | 2.6416 | 14.2008 | 9.5616 | -0.0091199 | 0.75506 | 5.1374 | 0.95037 | 0.97536 | -0.13678 | 1.5467 | 2.6671 | 5.6777 | 1.4085
15 | 33500 | -0.75988 | 36.6017 | 0.63942 | -51.6717 | -30.1259 | 2.5881 | 14.1271 | 9.5027 | 0.085682 | 0.72976 | 5.1692 | 0.86175 | 0.99071 | -0.1393 | 1.5675 | 2.6791 | 5.7023 | 1.4518
15 | 34000 | -0.72922 | 36.7261 | 0.53457 | -51.9356 | -30.0027 | 2.5381 | 14.1684 | 9.5523 | 0.13586 | 0.70664 | 5.2112 | 0.90689 | 1.0307 | -0.1556 | 1.6022 | 2.6589 | 5.5295 | 1.5216
15 | 34500 | -0.68715 | 36.6508 | 0.5175 | -52.0725 | -29.96 | 2.7056 | 14.2195 | 9.5985 | 0.1983 | 0.78504 | 5.2455 | 0.90105 | 0.98558 | -0.10643 | 1.5594 | 2.5756 | 5.4495 | 1.4343
15 | 35000 | -0.65949 | 36.5855 | 0.50555 | -52.0807 | -29.8734 | 2.7286 | 14.2415 | 9.5357 | 0.2259 | 0.82161 | 5.2883 | 0.88365 | 1.0432 | -0.14541 | 1.5907 | 2.5607 | 5.3644 | 1.3836
15 | 35500 | -0.65414 | 36.5571 | 0.44149 | -52.0984 | -29.9534 | 2.7638 | 14.3554 | 9.5489 | 0.11615 | 0.84788 | 5.2554 | 0.92432 | 1.1128 | -0.10559 | 1.6035 | 2.6004 | 5.4256 | 1.2589
15 | 36000 | -0.62654 | 36.5224 | 0.33134 | -52.085 | -30.005 | 2.7664 | 14.4625 | 9.5546 | 0.12105 | 0.78442 | 5.3046 | 0.89118 | 1.0766 | -0.10787 | 1.5783 | 2.6786 | 5.4626 | 1.2898
15 | 36500 | -0.52264 | 36.5115 | 0.25271 | -52.0044 | -29.8925 | 2.7341 | 14.5039 | 9.5444 | 0.12589 | 0.78864 | 5.295 | 0.79045 | 1.0581 | -0.22486 | 1.5802 | 2.5617 | 5.5366 | 1.3613
15 | 37000 | -0.51337 | 36.4603 | 0.33671 | -51.9691 | -29.9142 | 2.7509 | 14.4775 | 9.5605 | 0.14708 | 0.75791 | 5.3213 | 0.72346 | 1.0569 | -0.19898 | 1.5575 | 2.5595 | 5.6153 | 1.2706
15 | 37500 | -0.4355 | 36.5016 | 0.33674 | -51.9293 | -29.9018 | 2.801 | 14.6117 | 9.5554 | 0.097427 | 0.68916 | 5.2964 | 0.70975 | 0.99954 | -0.15149 | 1.4947 | 2.5209 | 5.5796 | 1.2243
15 | 38000 | -0.50786 | 36.5172 | 0.41086 | -51.9508 | -29.8789 | 2.7513 | 14.5366 | 9.4585 | 0.096825 | 0.74651 | 5.3332 | 0.66785 | 1.0067 | -0.035919 | 1.5285 | 2.4183 | 5.5033 | 1.3979
15 | 38500 | -0.51418 | 36.5628 | 0.49399 | -52.0234 | -30.0258 | 2.8083 | 14.586 | 9.4913 | 0.051782 | 0.6726 | 5.3789 | 0.74751 | 0.98827 | -0.046661 | 1.5511 | 2.4393 | 5.4978 | 1.3406
15 | 39000 | -0.47239 | 36.6223 | 0.54608 | -51.9991 | -30.0037 | 2.7616 | 14.6155 | 9.5243 | 0.093093 | 0.62638 | 5.3888 | 0.79768 | 0.96606 | -0.019328 | 1.5246 | 2.3244 | 5.4671 | 1.2366
15 | 39500 | -0.53205 | 36.6256 | 0.52568 | -51.8863 | -30.0056 | 2.6755 | 14.6506 | 9.393 | 0.11669 | 0.61814 | 5.3622 | 0.81941 | 1.0506 | 0.03185 | 1.511 | 2.3464 | 5.5097 | 1.1877
15 | 40000 | -0.54393 | 36.5662 | 0.54692 | -51.7781 | -29.997 | 2.685 | 14.6149 | 9.4247 | 0.16263 | 0.63482 | 5.3193 | 0.75985 | 1.0603 | 0.086092 | 1.4974 | 2.2864 | 5.466 | 1.2085
15 | 40500 | -0.4945 | 36.5509 | 0.56571 | -51.8705 | -30.0552 | 2.6002 | 14.5745 | 9.5187 | 0.19553 | 0.62855 | 5.3753 | 0.75789 | 1.0622 | 0.075166 | 1.5237 | 2.2664 | 5.4752 | 1.2503
15 | 41000 | -0.55056 | 36.5741 | 0.54169 | -51.904 | -30.0881 | 2.7094 | 14.5999 | 9.4609 | 0.21558 | 0.54425 | 5.3743 | 0.79654 | 1.0709 | 0.074897 | 1.5351 | 2.2549 | 5.4877 | 1.3026
15 | 41500 | -0.56236 | 36.4463 | 0.65365 | -51.646 | -29.9893 | 2.7672 | 14.4991 | 9.4218 | 0.16664 | 0.60442 | 5.4171 | 0.77571 | 1.0212 | 0.0092576 | 1.4655 | 2.2662 | 5.3973 | 1.2863
15 | 42000 | -0.51887 | 36.3871 | 0.52372 | -51.576 | -29.9227 | 2.8124 | 14.527 | 9.3978 | 0.21093 | 0.63334 | 5.4274 | 0.79834 | 0.94254 | 0.019512 | 1.4381 | 2.2892 | 5.3667 | 1.2435
15 | 42500 | -0.49035 | 36.4371 | 0.47169 | -51.6116 | -29.8898 | 2.7375 | 14.4926 | 9.4119 | 0.18312 | 0.69349 | 5.3627 | 0.72784 | 0.95138 | 0.11493 | 1.385 | 2.266 | 5.4136 | 1.3428
15 | 43000 | -0.45771 | 36.4698 | 0.50043 | -51.6216 | -29.97 | 2.7583 | 14.5713 | 9.4236 | 0.12379 | 0.73054 | 5.364 | 0.79052 | 0.90709 | 0.16337 | 1.4078 | 2.2723 | 5.3809 | 1.1856
15 | 43500 | -0.49248 | 36.3567 | 0.50956 | -51.5421 | -29.9592 | 2.7899 | 14.567 | 9.3623 | 0.16654 | 0.71613 | 5.3762 | 0.72032 | 0.89657 | 0.18576 | 1.3985 | 2.2587 | 5.3516 | 1.3378
15 | 44000 | -0.43892 | 36.3291 | 0.50694 | -51.5361 | -30.0168 | 2.797 | 14.5436 | 9.3371 | 0.14919 | 0.75503 | 5.4594 | 0.62757 | 0.96456 | 0.13251 | 1.3421 | 2.2843 | 5.4311 | 1.3322
15 | 44500 | -0.46721 | 36.3323 | 0.47434 | -51.5032 | -29.9666 | 2.844 | 14.587 | 9.3309 | 0.054612 | 0.73632 | 5.4782 | 0.64513 | 0.93005 | 0.1215 | 1.4056 | 2.2449 | 5.4067 | 1.3454
15 | 45000 | -0.48228 | 36.3127 | 0.54291 | -51.5594 | -29.9222 | 2.8277 | 14.5746 | 9.407 | 0.021062 | 0.72373 | 5.4759 | 0.66438 | 0.90213 | 0.074022 | 1.4154 | 2.2764 | 5.4167 | 1.3293
15 | 45500 | -0.4765 | 36.2445 | 0.55659 | -51.5281 | -29.9721 | 2.7861 | 14.5178 | 9.3942 | 0.040854 | 0.72823 | 5.4853 | 0.67456 | 0.92443 | 0.091068 | 1.4406 | 2.3299 | 5.3707 | 1.3917
15 | 46000 | -0.41751 | 36.2467 | 0.57232 | -51.5816 | -30.089 | 2.8091 | 14.5689 | 9.3322 | 0.087497 | 0.70354 | 5.4809 | 0.7562 | 0.9391 | 0.14721 | 1.4402 | 2.2694 | 5.3373 | 1.3975
15 | 46500 | -0.39073 | 36.1671 | 0.57127 | -51.6886 | -29.9592 | 2.7629 | 14.5761 | 9.3666 | 0.047545 | 0.71046 | 5.4708 | 0.77661 | 0.98908 | 0.083825 | 1.4335 | 2.2054 | 5.4091 | 1.4682
15 | 47000 | -0.31323 | 36.1526 | 0.59809 | -51.7365 | -29.8384 | 2.7441 | 14.5885 | 9.3401 | 0.051267 | 0.65164 | 5.4321 | 0.74968 | 1.0212 | 0.078347 | 1.4208 | 2.1816 | 5.4362 | 1.442
15 | 47500 | -0.29992 | 36.0824 | 0.66505 | -51.7142 | -29.8546 | 2.7438 | 14.5593 | 9.3256 | -0.01049 | 0.58712 | 5.4688 | 0.80742 | 1.0009 | 0.10957 | 1.3893 | 2.2869 | 5.4168 | 1.4362
15 | 48000 | -0.26166 | 36.1285 | 0.71685 | -51.6828 | -29.9298 | 2.7942 | 14.5868 | 9.2043 | 0.007412 | 0.62759 | 5.4691 | 0.78352 | 1.0031 | 0.062028 | 1.3488 | 2.3107 | 5.4067 | 1.4246
15 | 48500 | -0.19461 | 36.1669 | 0.67278 | -51.6504 | -30.0025 | 2.8563 | 14.5655 | 9.1495 | -0.016753 | 0.66091 | 5.4767 | 0.77931 | 0.99243 | 0.093612 | 1.2958 | 2.3371 | 5.4215 | 1.396
15 | 49000 | -0.19739 | 36.2693 | 0.64544 | -51.7646 | -30.0853 | 2.8063 | 14.592 | 9.183 | 0.0048555 | 0.69313 | 5.489 | 0.80122 | 0.99241 | 0.137 | 1.2368 | 2.375 | 5.3933 | 1.4284
15 | 49500 | -0.26677 | 36.4072 | 0.67055 | -51.8459 | -30.0792 | 2.856 | 14.5699 | 9.1936 | 0.024186 | 0.71213 | 5.5056 | 0.80831 | 0.9496 | 0.093064 | 1.2888 | 2.3448 | 5.3336 | 1.4346
15 | 50000 | -0.29654 | 36.4847 | 0.62217 | -51.7793 | -30.0863 | 2.8382 | 14.551 | 9.165 | 0.006183 | 0.69402 | 5.5399 | 0.81143 | 0.8559 | 0.077431 | 1.2986 | 2.3298 | 5.412 | 1.4759
15 | 50500 | -0.3017 | 36.4196 | 0.62564 | -51.6851 | -30.103 | 2.7633 | 14.5298 | 9.2693 | 0.013872 | 0.67389 | 5.5212 | 0.88301 | 0.81256 | 0.11504 | 1.3076 | 2.2465 | 5.4509 | 1.4576
15 | 51000 | -0.24416 | 36.4214 | 0.5819 | -51.7777 | -30.099 | 2.7155 | 14.5353 | 9.2996 | 0.025605 | 0.71875 | 5.5726 | 0.93239 | 0.78109 | 0.12383 | 1.2457 | 2.2936 | 5.5944 | 1.2793
15 | 51500 | -0.27694 | 36.4797 | 0.55292 | -51.8011 | -30.0665 | 2.7692 | 14.5319 | 9.3025 | 0.018783 | 0.70664 | 5.6163 | 0.91827 | 0.74088 | 0.11445 | 1.2768 | 2.3631 | 5.4875 | 1.2656
15 | 52000 | -0.25578 | 36.4722 | 0.5105 | -51.9256 | -29.9654 | 2.7922 | 14.5399 | 9.246 | 0.056333 | 0.69643 | 5.5635 | 0.88924 | 0.7645 | 0.086035 | 1.2998 | 2.3906 | 5.523 | 1.3164
15 | 52500 | -0.33342 | 36.4646 | 0.51118 | -51.966 | -29.9276 | 2.7805 | 14.5658 | 9.2764 | 0.015346 | 0.75042 | 5.566 | 0.87685 | 0.75085 | 0.040835 | 1.3123 | 2.4516 | 5.4776 | 1.3868
15 | 53000 | -0.29552 | 36.442 | 0.48731 | -52 | -30.0282 | 2.7878 | 14.5939 | 9.2123 | 0.055717 | 0.82271 | 5.6197 | 0.84613 | 0.81409 | 0.11935 | 1.3178 | 2.355 | 5.5791 | 1.2709
15 | 53500 | -0.30345 | 36.4575 | 0.472 | -52.0208 | -29.9957 | 2.787 | 14.5999 | 9.2052 | 0.054147 | 0.92347 | 5.5787 | 0.86737 | 0.8347 | 0.1664 | 1.3385 | 2.2879 | 5.5431 | 1.204
15 | 54000 | -0.2748 | 36.4076 | 0.43912 | -52.0567 | -29.9816 | 2.7966 | 14.5593 | 9.1657 | 0.071241 | 0.89316 | 5.5797 | 0.97016 | 0.77964 | 0.18368 | 1.3267 | 2.3531 | 5.5566 | 1.2309
15 | 54500 | -0.27314 | 36.3744 | 0.37881 | -52.0275 | -29.8795 | 2.7853 | 14.6049 | 9.1652 | 0.059102 | 0.86781 | 5.5714 | 0.99222 | 0.70696 | 0.15608 | 1.3357 | 2.3488 | 5.5377 | 1.2957
15 | 55000 | -0.25001 | 36.3684 | 0.34066 | -52.0869 | -29.9105 | 2.7293 | 14.6501 | 9.1602 | 0.014452 | 0.89126 | 5.5952 | 1.0423 | 0.72788 | 0.13933 | 1.3902 | 2.326 | 5.56 | 1.3119
15 | 55500 | -0.21494 | 36.3887 | 0.27559 | -51.9955 | -29.8902 | 2.726 | 14.7072 | 9.1478 | 0.0077349 | 0.84065 | 5.5735 | 0.99794 | 0.69763 | 0.11864 | 1.4333 | 2.3379 | 5.6174 | 1.2307
15 | 56000 | -0.28124 | 36.4143 | 0.16499 | -51.8772 | -29.8661 | 2.7343 | 14.7059 | 9.1293 | 0.014639 | 0.85707 | 5.6204 | 0.98395 | 0.71768 | 0.1417 | 1.4008 | 2.3132 | 5.6436 | 1.1827
15 | 56500 | -0.23372 | 36.4172 | 0.15246 | -51.8244 | -29.8507 | 2.7596 | 14.6897 | 9.1201 | -0.0075436 | 0.88809 | 5.6145 | 0.91322 | 0.75822 | 0.11693 | 1.3648 | 2.2828 | 5.6007 | 1.238
15 | 57000 | -0.23667 | 36.4517 | 0.16449 | -51.8421 | -29.8561 | 2.702 | 14.6925 | 9.1237 | 0.045468 | 0.97069 | 5.6078 | 0.93113 | 0.70634 | 0.10534 | 1.3426 | 2.2305 | 5.5568 | 1.3039
15 | 57500 | -0.25093 | 36.4897 | 0.21568 | -51.8917 | -29.7893 | 2.6734 | 14.7202 | 9.0563 | 0.087305 | 0.98567 | 5.6362 | 0.93348 | 0.68522 | 0.097327 | 1.291 | 2.2049 | 5.5184 | 1.3371
15 | 58000 | -0.19355 | 36.4769 | 0.21408 | -51.8741 | -29.7355 | 2.6441 | 14.727 | 9.0366 | 0.10264 | 0.96141 | 5.6426 | 0.97512 | 0.65183 | 0.093562 | 1.2717 | 2.2297 | 5.4898 | 1.286
15 | 58500 | -0.17978 | 36.5224 | 0.18446 | -51.8287 | -29.6012 | 2.657 | 14.771 | 9.022 | 0.1564 | 0.95334 | 5.6072 | 0.91347 | 0.62441 | 0.10313 | 1.2402 | 2.2598 | 5.4735 | 1.1213
15 | 59000 | -0.12165 | 36.5289 | 0.19092 | -51.8881 | -29.5619 | 2.6931 | 14.7675 | 8.9922 | 0.19631 | 0.94495 | 5.6333 | 0.94765 | 0.63575 | 0.071294 | 1.254 | 2.2392 | 5.3757 | 1.1008
15 | 59500 | -0.088707 | 36.6072 | 0.22434 | -51.9084 | -29.626 | 2.6962 | 14.7868 | 8.9639 | 0.18529 | 0.94016 | 5.643 | 0.97376 | 0.60805 | 0.099344 | 1.2749 | 2.2236 | 5.4003 | 0.99649
15 | 60000 | -0.025666 | 36.5948 | 0.26859 | -51.8685 | -29.6511 | 2.7143 | 14.7311 | 8.9774 | 0.17206 | 0.92892 | 5.6921 | 0.96244 | 0.54599 | 0.10755 | 1.2778 | 2.1918 | 5.4293 | 0.95115
15 | 60500 | 0.0098666 | 36.5872 | 0.2258 | -51.749 | -29.6215 | 2.6588 | 14.7512 | 8.9386 | 0.2578 | 0.92108 | 5.6755 | 0.95384 | 0.56089 | 0.018123 | 1.2834 | 2.2407 | 5.3772 | 0.91044
15 | 61000 | 0.042745 | 36.626 | 0.19144 | -51.8065 | -29.7131 | 2.6205 | 14.728 | 8.95 | 0.29329 | 0.99507 | 5.7091 | 0.98171 | 0.54705 | 0.082916 | 1.2663 | 2.2384 | 5.3785 | 0.8686
15 | 61500 | 0.070401 | 36.5412 | 0.19719 | -51.7713 | -29.7073 | 2.5771 | 14.7555 | 8.8707 | 0.3183 | 0.99067 | 5.6718 | 1.0092 | 0.548 | 0.034967 | 1.2377 | 2.2564 | 5.4097 | 0.98981
15 | 62000 | 0.086326 | 36.5007 | 0.21619 | -51.7039 | -29.6589 | 2.587 | 14.751 | 8.8755 | 0.24655 | 1.0021 | 5.7011 | 0.97881 | 0.56318 | -0.020877 | 1.2097 | 2.2469 | 5.3991 | 1.0195
15 | 62500 | 0.049594 | 36.5249 | 0.19286 | -51.6412 | -29.6458 | 2.5849 | 14.7131 | 8.9343 | 0.23392 | 0.96597 | 5.6924 | 0.96141 | 0.56738 | 0.0046216 | 1.2121 | 2.2531 | 5.3233 | 1.073
15 | 63000 | 0.072336 | 36.4864 | 0.2126 | -51.6076 | -29.6764 | 2.6098 | 14.7239 | 8.9368 | 0.23827 | 0.97326 | 5.6708 | 0.99233 | 0.53985 | -0.015933 | 1.1883 | 2.2155 | 5.311 | 1.1287
15 | 63500 | 0.05235 | 36.5151 | 0.14892 | -51.6261 | -29.7148 | 2.6478 | 14.7494 | 8.9916 | 0.20945 | 0.93995 | 5.6278 | 0.95856 | 0.5803 | -0.077532 | 1.2015 | 2.1796 | 5.3567 | 1.2593
15 | 64000 | -0.010633 | 36.4288 | 0.11749 | -51.4813 | -29.6487 | 2.6475 | 14.7331 | 8.9821 | 0.19722 | 0.95372 | 5.5839 | 0.98387 | 0.61127 | -0.13074 | 1.2601 | 2.1683 | 5.3919 | 1.2122
15 | 64500 | 0.0042349 | 36.4414 | 0.14035 | -51.5125 | -29.7263 | 2.6325 | 14.7452 | 9.0083 | 0.17965 | 0.93679 | 5.607 | 1.0379 | 0.61485 | -0.15665 | 1.263 | 2.166 | 5.4441 | 1.1742
15 | 65000 | -0.0043381 | 36.4566 | 0.1417 | -51.516 | -29.7468 | 2.6319 | 14.7602 | 8.952 | 0.085675 | 0.97325 | 5.6471 | 1.0507 | 0.57017 | -0.16216 | 1.2309 | 2.2062 | 5.4858 | 1.237
15 | 65500 | -0.089998 | 36.4879 | 0.11771 | -51.5191 | -29.7777 | 2.6037 | 14.7619 | 8.9615 | 0.12684 | 0.97823 | 5.6589 | 1.0558 | 0.55276 | -0.12831 | 1.2823 | 2.2335 | 5.5255 | 1.1685
15 | 66000 | -0.074307 | 36.474 | 0.1098 | -51.5851 | -29.67 | 2.6122 | 14.7265 | 9.0242 | 0.11584 | 0.95164 | 5.6648 | 1.0796 | 0.52478 | -0.074512 | 1.2678 | 2.2634 | 5.4644 | 1.1249
15 | 66500 | -0.068755 | 36.4675 | 0.12872 | -51.5744 | -29.706 | 2.6114 | 14.7432 | 8.9897 | 0.15441 | 1.0382 | 5.7033 | 1.0793 | 0.52052 | -0.12513 | 1.2428 | 2.3028 | 5.3977 | 1.0947
15 | 67000 | -0.027301 | 36.4604 | 0.134 | -51.5224 | -29.6897 | 2.5906 | 14.6872 | 8.9885 | 0.19038 | 1.0336 | 5.6968 | 1.069 | 0.45942 | -0.11265 | 1.234 | 2.2781 | 5.5105 | 1.0196
15 | 67500 | -0.04782 | 36.4595 | 0.11192 | -51.4744 | -29.7041 | 2.5926 | 14.7198 | 9.0159 | 0.13563 | 1.0407 | 5.7389 | 1.106 | 0.4538 | -0.12973 | 1.292 | 2.2595 | 5.477 | 0.95259
15 | 68000 | -0.065353 | 36.4696 | 0.15184 | -51.4939 | -29.7561 | 2.6068 | 14.7624 | 9.0113 | 0.14155 | 1.07 | 5.7931 | 1.0945 | 0.50974 | -0.14788 | 1.2884 | 2.2565 | 5.4171 | 0.89033
15 | 68500 | -0.058304 | 36.5013 | 0.16396 | -51.5091 | -29.7982 | 2.622 | 14.7818 | 8.9769 | 0.15986 | 1.0645 | 5.779 | 1.1095 | 0.49896 | -0.18255 | 1.2997 | 2.2583 | 5.4659 | 0.86673
15 | 69000 | -0.067752 | 36.5729 | 0.19156 | -51.5833 | -29.7927 | 2.6045 | 14.806 | 8.995 | 0.1717 | 1.043 | 5.7932 | 1.1126 | 0.46302 | -0.18268 | 1.2992 | 2.2415 | 5.48 | 0.85229
15 | 69500 | -0.077712 | 36.5525 | 0.14663 | -51.6189 | -29.7521 | 2.6182 | 14.8024 | 9.023 | 0.17271 | 1.0745 | 5.7815 | 1.0879 | 0.47966 | -0.15112 | 1.3019 | 2.2391 | 5.4719 | 0.84774
15 | 70000 | -0.082408 | 36.5212 | 0.12995 | -51.6376 | -29.7286 | 2.6445 | 14.8168 | 9.0705 | 0.22595 | 1.0884 | 5.7786 | 1.0908 | 0.48595 | -0.25646 | 1.2942 | 2.2964 | 5.4273 | 0.83436
15 | 70500 | -0.061401 | 36.535 | 0.118 | -51.6419 | -29.8132 | 2.6496 | 14.8217 | 9.0331 | 0.26086 | 1.1058 | 5.7965 | 1.1309 | 0.44497 | -0.26761 | 1.3255 | 2.326 | 5.4459 | 0.79029
15 | 71000 | -0.02227 | 36.5218 | 0.12606 | -51.6321 | -29.8638 | 2.676 | 14.8445 | 9.0216 | 0.2886 | 1.1034 | 5.7813 | 1.1485 | 0.4504 | -0.23044 | 1.3134 | 2.2748 | 5.3994 | 0.79887
15 | 71500 | 0.016216 | 36.5663 | 0.14323 | -51.6963 | -29.8965 | 2.7046 | 14.8206 | 8.9985 | 0.26262 | 1.1363 | 5.8054 | 1.1408 | 0.43456 | -0.22981 | 1.2746 | 2.2768 | 5.3857 | 0.85635
15 | 72000 | 0.051054 | 36.5469 | 0.12239 | -51.6308 | -29.9233 | 2.6689 | 14.8423 | 8.9388 | 0.30321 | 1.1122 | 5.8089 | 1.1201 | 0.4905 | -0.28095 | 1.3027 | 2.2617 | 5.3767 | 0.8887
15 | 72500 | 0.012195 | 36.5626 | 0.11266 | -51.6288 | -29.9405 | 2.6436 | 14.8503 | 8.9291 | 0.33045 | 1.0665 | 5.8301 | 1.1492 | 0.5275 | -0.25083 | 1.3112 | 2.2723 | 5.3607 | 0.86179
15 | 73000 | -0.0013326 | 36.533 | 0.090774 | -51.6078 | -29.9307 | 2.6362 | 14.8378 | 8.8702 | 0.38591 | 1.0879 | 5.7672 | 1.1488 | 0.5152 | -0.22359 | 1.3346 | 2.2399 | 5.4062 | 0.90976
15 | 73500 | 0.014089 | 36.5668 | 0.083763 | -51.6272 | -29.9057 | 2.6509 | 14.8518 | 8.8447 | 0.38586 | 1.0578 | 5.7703 | 1.1659 | 0.49565 | -0.20196 | 1.342 | 2.2087 | 5.3914 | 0.90493
15 | 74000 | 0.00086721 | 36.5612 | 0.10354 | -51.7012 | -29.8502 | 2.6278 | 14.8748 | 8.8911 | 0.35033 | 1.0497 | 5.7937 | 1.1929 | 0.49632 | -0.18289 | 1.3957 | 2.19 | 5.2881 | 0.91857
15 | 74500 | 0.011095 | 36.5651 | 0.13178 | -51.6744 | -29.9386 | 2.6661 | 14.9167 | 8.902 | 0.32073 | 1.0936 | 5.7429 | 1.1852 | 0.45451 | -0.20806 | 1.398 | 2.2165 | 5.289 | 0.92789
15 | 75000 | -0.031048 | 36.5482 | 0.18047 | -51.6496 | -29.9249 | 2.6449 | 14.9235 | 8.8743 | 0.33346 | 1.0908 | 5.7553 | 1.1558 | 0.48228 | -0.22865 | 1.3907 | 2.1917 | 5.2662 | 0.99647
15 | 75500 | -0.058265 | 36.541 | 0.17532 | -51.6922 | -30.0129 | 2.6846 | 14.946 | 8.8917 | 0.35204 | 1.1137 | 5.7353 | 1.1816 | 0.45962 | -0.23388 | 1.3999 | 2.1596 | 5.3328 | 1.0242
15 | 76000 | -0.102 | 36.524 | 0.1949 | -51.6932 | -30.0231 | 2.6765 | 14.8787 | 8.8507 | 0.34335 | 1.1392 | 5.7767 | 1.1837 | 0.44989 | -0.21501 | 1.4356 | 2.1758 | 5.3317 | 1.0726
15 | 76500 | -0.13886 | 36.5308 | 0.2133 | -51.6704 | -30.0898 | 2.6672 | 14.8737 | 8.8261 | 0.42824 | 1.1316 | 5.7916 | 1.2052 | 0.45571 | -0.1769 | 1.3976 | 2.1705 | 5.3378 | 1.0468
15 | 77000 | -0.14598 | 36.5368 | 0.26806 | -51.677 | -30.092 | 2.6583 | 14.8945 | 8.817 | 0.42877 | 1.1054 | 5.8177 | 1.155 | 0.44138 | -0.12662 | 1.4185 | 2.1631 | 5.3583 | 0.97882
15 | 77500 | -0.20533 | 36.5474 | 0.29737 | -51.6832 | -30.1244 | 2.6389 | 14.8794 | 8.8057 | 0.41128 | 1.132 | 5.8035 | 1.1466 | 0.43304 | -0.13541 | 1.4244 | 2.2323 | 5.3581 | 1.0384
15 | 78000 | -0.16401 | 36.5446 | 0.30187 | -51.6381 | -30.0693 | 2.5867 | 14.8316 | 8.7703 | 0.43321 | 1.1438 | 5.8025 | 1.1679 | 0.48645 | -0.13962 | 1.4138 | 2.1936 | 5.3068 | 1.0278
15 | 78500 | -0.18606 | 36.5651 | 0.30134 | -51.5952 | -30.1263 | 2.5231 | 14.8365 | 8.7439 | 0.46886 | 1.1583 | 5.7901 | 1.1285 | 0.48431 | -0.10624 | 1.4306 | 2.2012 | 5.3452 | 1.0368
15 | 79000 | -0.19373 | 36.55 | 0.29338 | -51.5808 | -30.1104 | 2.4992 | 14.8329 | 8.7489 | 0.42835 | 1.1627 | 5.8106 | 1.1738 | 0.4364 | -0.097391 | 1.4286 | 2.1907 | 5.3543 | 1.0723
15 | 79500 | -0.20152 | 36.5627 | 0.27502 | -51.6226 | -30.1494 | 2.526 | 14.8293 | 8.7808 | 0.42671 | 1.1566 | 5.8234 | 1.1763 | 0.41349 | -0.1089 | 1.4758 | 2.2185 | 5.381 | 1.0369
15 | 80000 | -0.20335 | 36.5123 | 0.26751 | -51.5844 | -30.0838 | 2.5591 | 14.8293 | 8.7572 | 0.41102 | 1.1987 | 5.803 | 1.2109 | 0.42404 | -0.14816 | 1.4637 | 2.1477 | 5.3639 | 1.0712
15 | 80500 | -0.20298 | 36.5588 | 0.25431 | -51.6528 | -30.0813 | 2.5263 | 14.8229 | 8.7785 | 0.43632 | 1.1914 | 5.8386 | 1.2241 | 0.38055 | -0.15195 | 1.4874 | 2.1472 | 5.4182 | 1.0244
15 | 81000 | -0.21344 | 36.5305 | 0.24995 | -51.6739 | -30.0509 | 2.5243 | 14.8093 | 8.7666 | 0.39902 | 1.2495 | 5.8307 | 1.202 | 0.34793 | -0.14066 | 1.5326 | 2.1768 | 5.407 | 1.0528
15 | 81500 | -0.17662 | 36.5279 | 0.21629 | -51.6419 | -30.0725 | 2.5477 | 14.8327 | 8.7843 | 0.38363 | 1.2575 | 5.7892 | 1.1958 | 0.34526 | -0.12535 | 1.5821 | 2.1404 | 5.3497 | 1.064
15 | 82000 | -0.14754 | 36.5611 | 0.2078 | -51.5639 | -30.1021 | 2.553 | 14.781 | 8.8081 | 0.41756 | 1.2707 | 5.8172 | 1.1711 | 0.33755 | -0.11334 | 1.5486 | 2.1182 | 5.3337 | 1.0012
15 | 82500 | -0.12749 | 36.5794 | 0.21468 | -51.5792 | -30.2204 | 2.5613 | 14.7669 | 8.791 | 0.44453 | 1.2546 | 5.8319 | 1.1759 | 0.34896 | -0.081912 | 1.5727 | 2.0803 | 5.3349 | 1.052
15 | 83000 | -0.1133 | 36.6198 | 0.16382 | -51.5985 | -30.2407 | 2.584 | 14.8151 | 8.8121 | 0.44481 | 1.2115 | 5.806 | 1.187 | 0.34645 | -0.043366 | 1.569 | 2.0866 | 5.3087 | 1.041
15 | 83500 | -0.12909 | 36.6004 | 0.12563 | -51.6074 | -30.2485 | 2.5313 | 14.7951 | 8.795 | 0.46259 | 1.1981 | 5.8093 | 1.2157 | 0.37551 | -0.054563 | 1.583 | 2.1045 | 5.3878 | 1.0555
15 | 84000 | -0.14891 | 36.6366 | 0.13079 | -51.6783 | -30.269 | 2.5408 | 14.8372 | 8.8082 | 0.44507 | 1.2274 | 5.7697 | 1.2305 | 0.37799 | -0.054163 | 1.6284 | 2.0881 | 5.3665 | 1.0631
15 | 84500 | -0.17039 | 36.6504 | 0.14546 | -51.6666 | -30.2199 | 2.5611 | 14.8406 | 8.8361 | 0.43131 | 1.2332 | 5.733 | 1.2377 | 0.37573 | -0.071394 | 1.642 | 2.1037 | 5.3065 | 1.0315
15 | 85000 | -0.17724 | 36.6092 | 0.1419 | -51.6406 | -30.174 | 2.5533 | 14.7984 | 8.829 | 0.44008 | 1.2564 | 5.7181 | 1.2396 | 0.32911 | -0.042008 | 1.6591 | 2.144 | 5.272 | 1.0435
15 | 85500 | -0.15705 | 36.5831 | 0.18871 | -51.6205 | -30.2348 | 2.5095 | 14.8362 | 8.859 | 0.48242 | 1.2355 | 5.6967 | 1.2576 | 0.32607 | -0.094338 | 1.6343 | 2.154 | 5.3228 | 1.0209
15 | 86000 | -0.21905 | 36.6117 | 0.16137 | -51.6591 | -30.2573 | 2.5421 | 14.8616 | 8.901 | 0.46465 | 1.2277 | 5.6929 | 1.2619 | 0.32816 | -0.057892 | 1.654 | 2.1534 | 5.2574 | 1.0756
15 | 86500 | -0.24194 | 36.5804 | 0.13398 | -51.6711 | -30.2389 | 2.5642 | 14.861 | 8.8989 | 0.47319 | 1.2075 | 5.6954 | 1.2526 | 0.34877 | -0.089918 | 1.6636 | 2.1857 | 5.2969 | 1.0796
15 | 87000 | -0.26108 | 36.5763 | 0.086767 | -51.6251 | -30.2405 | 2.5543 | 14.847 | 8.8816 | 0.48955 | 1.2681 | 5.6732 | 1.2286 | 0.33377 | -0.078844 | 1.6721 | 2.1992 | 5.2997 | 1.0954
15 | 87500 | -0.23331 | 36.5488 | 0.083842 | -51.5909 | -30.2878 | 2.5863 | 14.8341 | 8.8718 | 0.47056 | 1.2636 | 5.7154 | 1.2275 | 0.314 | -0.076894 | 1.6639 | 2.2014 | 5.3213 | 1.0864
15 | 88000 | -0.18333 | 36.5451 | 0.071017 | -51.6068 | -30.2728 | 2.6022 | 14.8567 | 8.9279 | 0.45438 | 1.2557 | 5.6877 | 1.1977 | 0.36418 | -0.096561 | 1.6964 | 2.2039 | 5.2678 | 1.0289
15 | 88500 | -0.20994 | 36.5769 | 0.093388 | -51.584 | -30.3078 | 2.5889 | 14.8468 | 8.9147 | 0.49856 | 1.2064 | 5.6692 | 1.1709 | 0.36262 | -0.122 | 1.7332 | 2.2034 | 5.2753 | 1.0836
15 | 89000 | -0.19001 | 36.6087 | 0.062004 | -51.5834 | -30.3738 | 2.6047 | 14.8779 | 8.8859 | 0.49262 | 1.264 | 5.6796 | 1.2137 | 0.37592 | -0.12185 | 1.7145 | 2.1794 | 5.2537 | 1.0564
15 | 89500 | -0.15354 | 36.6343 | 0.057876 | -51.6098 | -30.4103 | 2.6205 | 14.874 | 8.9184 | 0.48348 | 1.2483 | 5.6981 | 1.2066 | 0.40243 | -0.11369 | 1.7184 | 2.1499 | 5.1987 | 1.0765
15 | 90000 | -0.13743 | 36.6707 | 0.06954 | -51.6696 | -30.4568 | 2.5861 | 14.8989 | 8.9703 | 0.49337 | 1.2423 | 5.7171 | 1.195 | 0.41127 | -0.11181 | 1.6973 | 2.1466 | 5.2636 | 1.0136
15 | 90500 | -0.13797 | 36.6756 | 0.13317 | -51.6592 | -30.4579 | 2.5595 | 14.8721 | 8.9692 | 0.46418 | 1.2334 | 5.7186 | 1.208 | 0.43743 | -0.13451 | 1.6912 | 2.1541 | 5.2702 | 1.003
15 | 91000 | -0.12757 | 36.6892 | 0.10865 | -51.6279 | -30.5249 | 2.5652 | 14.8195 | 8.9745 | 0.48905 | 1.2575 | 5.7355 | 1.217 | 0.43626 | -0.11109 | 1.6909 | 2.1953 | 5.2504 | 0.96244
15 | 91500 | -0.11291 | 36.6149 | 0.13898 | -51.6018 | -30.5317 | 2.5502 | 14.8137 | 8.9706 | 0.49238 | 1.2318 | 5.7549 | 1.2339 | 0.436 | -0.089799 | 1.6931 | 2.1966 | 5.2256 | 0.9836
15 | 92000 | -0.11987 | 36.6016 | 0.12258 | -51.5472 | -30.5338 | 2.5853 | 14.8524 | 8.9598 | 0.52341 | 1.2095 | 5.7458 | 1.2522 | 0.4271 | -0.1213 | 1.69 | 2.1686 | 5.2708 | 0.91308
15 | 92500 | -0.12786 | 36.6218 | 0.11641 | -51.5499 | -30.5225 | 2.5461 | 14.8677 | 8.9783 | 0.52497 | 1.1751 | 5.7405 | 1.2055 | 0.44011 | -0.13599 | 1.7436 | 2.1679 | 5.274 | 0.93436
15 | 93000 | -0.11986 | 36.6469 | 0.085937 | -51.5821 | -30.5894 | 2.5708 | 14.8566 | 8.9802 | 0.52732 | 1.1723 | 5.7511 | 1.2021 | 0.41895 | -0.089093 | 1.7478 | 2.2093 | 5.2854 | 0.92579
15 | 93500 | -0.08862 | 36.6326 | 0.097332 | -51.5508 | -30.5428 | 2.5682 | 14.8228 | 8.9251 | 0.5247 | 1.1535 | 5.764 | 1.1983 | 0.41382 | -0.085532 | 1.774 | 2.2134 | 5.2774 | 0.90275
15 | 94000 | -0.082065 | 36.6435 | 0.099621 | -51.5293 | -30.5624 | 2.5711 | 14.7823 | 8.9407 | 0.49431 | 1.1672 | 5.7629 | 1.1951 | 0.42525 | -0.093042 | 1.7766 | 2.2442 | 5.3045 | 0.85956
15 | 94500 | -0.076531 | 36.6618 | 0.074351 | -51.5452 | -30.5258 | 2.5614 | 14.7632 | 8.918 | 0.5063 | 1.1209 | 5.764 | 1.2032 | 0.45182 | -0.065952 | 1.7877 | 2.281 | 5.2726 | 0.84717
15 | 95000 | -0.062994 | 36.6144 | 0.092679 | -51.5063 | -30.5496 | 2.5775 | 14.7241 | 8.9366 | 0.48986 | 1.1244 | 5.7779 | 1.1794 | 0.41519 | -0.086077 | 1.791 | 2.268 | 5.3304 | 0.8835
15 | 95500 | -0.028724 | 36.5937 | 0.080076 | -51.519 | -30.538 | 2.5607 | 14.7369 | 8.9196 | 0.49735 | 1.1747 | 5.7607 | 1.1949 | 0.41027 | -0.063474 | 1.7746 | 2.2946 | 5.3171 | 0.83398
15 | 96000 | -0.012839 | 36.6525 | 0.076332 | -51.6177 | -30.5533 | 2.5858 | 14.764 | 8.9149 | 0.4631 | 1.1641 | 5.7555 | 1.2256 | 0.40456 | -0.10745 | 1.7814 | 2.3303 | 5.355 | 0.81805
15 | 96500 | -0.075148 | 36.638 | 0.09863 | -51.599 | -30.5526 | 2.6189 | 14.8031 | 8.9057 | 0.48816 | 1.144 | 5.7299 | 1.2227 | 0.41076 | -0.11918 | 1.764 | 2.3192 | 5.3638 | 0.83911
15 | 97000 | -0.053826 | 36.6058 | 0.11041 | -51.581 | -30.548 | 2.5932 | 14.7714 | 8.9177 | 0.5121 | 1.1325 | 5.7539 | 1.1916 | 0.39151 | -0.12052 | 1.7598 | 2.3504 | 5.3611 | 0.85208
15 | 97500 | -0.023222 | 36.6192 | 0.093037 | -51.5744 | -30.5391 | 2.5715 | 14.7696 | 8.8853 | 0.53246 | 1.1231 | 5.7546 | 1.1798 | 0.39246 | -0.13474 | 1.7391 | 2.358 | 5.3623 | 0.89109
15 | 98000 | -0.038122 | 36.6038 | 0.091246 | -51.6092 | -30.5465 | 2.5828 | 14.7438 | 8.8667 | 0.55101 | 1.1139 | 5.7776 | 1.1862 | 0.38043 | -0.1253 | 1.7647 | 2.3742 | 5.3405 | 0.9422
15 | 98500 | -0.020473 | 36.5733 | 0.062758 | -51.5115 | -30.5528 | 2.5975 | 14.7131 | 8.8502 | 0.55852 | 1.066 | 5.7856 | 1.1887 | 0.39595 | -0.10604 | 1.754 | 2.3853 | 5.3674 | 0.89237
15 | 99000 | 0.02832 | 36.5834 | 0.061357 | -51.5318 | -30.563 | 2.606 | 14.7178 | 8.8508 | 0.56435 | 1.0701 | 5.7556 | 1.2293 | 0.39532 | -0.10839 | 1.7365 | 2.361 | 5.3585 | 0.88479
15 | 99500 | 0.03268 | 36.6015 | 0.064878 | -51.5493 | -30.5312 | 2.6092 | 14.7024 | 8.8804 | 0.5166 | 1.0885 | 5.7268 | 1.2448 | 0.4044 | -0.11604 | 1.6928 | 2.3566 | 5.3578 | 0.91701
15 | 100000 | 0.033474 | 36.5915 | 0.065128 | -51.5222 | -30.4967 | 2.6254 | 14.6678 | 8.8803 | 0.49804 | 1.0914 | 5.7239 | 1.2528 | 0.39865 | -0.099725 | 1.6861 | 2.3367 | 5.3088 | 0.95857
16 | 100 | 1.5125 | 49.4653 | 5.1914 | -56.034 | -33.0618 | 4.5661 | 38.6946 | 11.5086 | 4.7939 | -10.6335 | -8.0508 | 3.56 | -1.8837 | -3.904 | 3.2295 | 11.749 | 21.1541 | 10.343
16 | 500 | -1.9605 | 47.4784 | -0.71977 | -46.5197 | -37.0664 | 7.087 | 31.1998 | 17.3699 | 1.4072 | -4.3495 | 4.46 | 0.68139 | -0.38514 | 0.15418 | 5.4601 | 8.5222 | 9.8168 | 9.564
16 | 1000 | 0.24264 | 47.2668 | -1.5415 | -40.9515 | -37.9643 | 6.3892 | 26.8649 | 17.4782 | 2.9109 | -3.3906 | 3.8132 | 1.8278 | 0.34529 | 1.835 | 6.2251 | 6.9285 | 7.1861 | 6.7343
16 | 1500 | 0.94357 | 48.0314 | -0.15641 | -41.8022 | -37.7961 | 6.7343 | 26.3255 | 16.057 | 4.0683 | -0.84995 | 4.6931 | 2.1905 | 1.5359 | 1.6794 | 5.3415 | 5.6851 | 4.677 | 4.8422
16 | 2000 | -1.1394 | 48.0334 | -1.0323 | -41.6963 | -39.1746 | 5.4258 | 26.0029 | 17.0806 | 4.8125 | 1.1178 | 5.5994 | 2.0525 | 2.6429 | 2.7996 | 6.3969 | 3.9694 | 4.5324 | 4.7762
16 | 2500 | -0.25926 | 47.9134 | -1.3914 | -41.4584 | -38.6608 | 6.0052 | 26.2419 | 15.7743 | 3.4943 | 2.4436 | 4.8745 | 2.1315 | 2.1616 | 2.3815 | 5.8909 | 3.9243 | 5.2687 | 5.4639
16 | 3000 | -0.065653 | 47.8249 | -0.79694 | -41.0614 | -38.1886 | 5.7347 | 26.3562 | 14.6289 | 4.0126 | 2.8255 | 5.17 | 2.7109 | 1.9087 | 2.464 | 4.9339 | 4.1282 | 6.0904 | 3.5237
16 | 3500 | -0.017183 | 47.2133 | 0.076688 | -40.5751 | -37.7172 | 5.9966 | 24.982 | 15.3917 | 3.0707 | 2.9853 | 5.9645 | 2.6011 | 1.7962 | 2.4192 | 4.1309 | 3.2006 | 6.8565 | 3.8242
16 | 4000 | -0.02077 | 47.2075 | -0.36662 | -41.8175 | -37.5924 | 6.6294 | 24.7153 | 16.2139 | 3.118 | 3.0416 | 5.4768 | 2.8917 | 1.9599 | 2.6459 | 4.0497 | 3.43 | 7.0069 | 3.6105
16 | 4500 | 0.16258 | 47.3118 | -0.4361 | -41.2827 | -37.4546 | 6.4939 | 24.5517 | 16.3855 | 2.7188 | 3.4891 | 5.2724 | 2.6785 | 1.6167 | 1.9684 | 4.0714 | 3.2654 | 6.3193 | 5.068
16 | 5000 | -0.13485 | 47.2048 | -0.38398 | -41.1214 | -36.9902 | 6.7284 | 24.9308 | 16.148 | 2.1179 | 3.1519 | 5.2153 | 2.9285 | 1.2235 | 1.9048 | 4.0227 | 3.6059 | 6.1811 | 5.4669
16 | 5500 | -0.25585 | 47.2884 | 0.11456 | -41.7729 | -37.439 | 6.8327 | 24.53 | 16.162 | 2.0608 | 3.2398 | 5.6525 | 2.657 | 1.323 | 2.249 | 3.976 | 3.8178 | 5.7503 | 6.0139
16 | 6000 | -0.52786 | 47.2334 | -0.031204 | -41.0852 | -37.3179 | 6.6126 | 24.8454 | 16.0159 | 2.2915 | 3.2714 | 6.0547 | 2.5188 | 1.1316 | 2.1837 | 3.9123 | 3.5918 | 5.5335 | 5.9657
16 | 6500 | -0.34885 | 47.4821 | 0.32814 | -40.6864 | -37.3528 | 6.6313 | 24.9923 | 15.3936 | 2.0257 | 3.1639 | 5.8104 | 2.2617 | 1.2318 | 1.9601 | 4.0455 | 3.5158 | 6.0305 | 5.7154
16 | 7000 | -0.46274 | 47.3065 | 0.027769 | -40.9631 | -36.4991 | 6.4953 | 24.953 | 15.3429 | 2.2857 | 3.7078 | 5.9218 | 2.338 | 1.2059 | 1.8999 | 4.0359 | 3.5481 | 5.6198 | 5.4363
16 | 7500 | -0.19416 | 47.4389 | 0.19997 | -40.7345 | -36.1861 | 6.4215 | 24.8735 | 14.9303 | 2.4279 | 3.6429 | 5.94 | 2.3782 | 1.2724 | 1.9418 | 3.3892 | 3.7738 | 5.4606 | 5.2237
16 | 8000 | -0.32837 | 47.1616 | 0.37676 | -40.6695 | -35.9874 | 6.7394 | 24.8454 | 14.4801 | 2.0845 | 3.504 | 6.279 | 2.3353 | 0.92677 | 1.5182 | 3.17 | 4.1896 | 6.1065 | 5.4681
16 | 8500 | -0.24747 | 46.796 | 0.24895 | -40.3376 | -36.1701 | 6.749 | 24.6656 | 14.4254 | 2.1393 | 3.5483 | 6.2445 | 2.4983 | 1.0067 | 1.6975 | 3.2347 | 4.0589 | 6.1145 | 5.5276
16 | 9000 | -0.2608 | 46.7979 | 0.12373 | -39.7313 | -35.8083 | 6.8104 | 24.7443 | 14.2585 | 2.061 | 3.6906 | 6.3009 | 2.1803 | 0.7732 | 1.6043 | 3.3791 | 3.7509 | 6.2668 | 5.2585
16 | 9500 | -0.41384 | 46.6506 | 0.1739 | -39.5665 | -35.1167 | 6.6201 | 24.2323 | 14.1318 | 2.0403 | 3.855 | 6.0325 | 1.9197 | 0.81833 | 1.7351 | 3.4623 | 3.7109 | 6.2519 | 5.6623
16 | 10000 | -0.63956 | 46.2671 | 0.30163 | -39.5395 | -35.1929 | 6.5559 | 24.0198 | 14.2564 | 2.0533 | 4.0522 | 6.1759 | 1.656 | 0.93598 | 1.6678 | 3.712 | 3.8812 | 6.7618 | 5.2748
16 | 10500 | -0.3408 | 46.2207 | 0.45833 | -39.5334 | -35.2673 | 6.3498 | 24.1878 | 14.3455 | 1.9188 | 4.006 | 6.0561 | 1.6522 | 1.0709 | 1.5928 | 3.7415 | 3.7771 | 6.8045 | 5.1595
16 | 11000 | -0.50139 | 45.9483 | 0.39894 | -39.6414 | -35.3123 | 6.6193 | 24.3225 | 14.6562 | 1.9233 | 4.0443 | 5.9691 | 1.3734 | 1.0548 | 1.6273 | 3.7374 | 3.948 | 7.0439 | 4.9883
16 | 11500 | -0.33115 | 45.7357 | 0.28468 | -39.3064 | -34.9775 | 6.6908 | 24.0476 | 14.6783 | 1.7772 | 3.765 | 5.9056 | 1.3981 | 1.061 | 1.6813 | 3.8696 | 3.9403 | 6.9043 | 5.0756
16 | 12000 | -0.46021 | 45.7082 | 0.14919 | -39.5407 | -35.3275 | 6.7056 | 24.2613 | 14.8972 | 1.7527 | 3.5752 | 5.8826 | 1.2817 | 1.2091 | 1.579 | 4.141 | 3.9491 | 7.4206 | 5.0159
16 | 12500 | -0.58573 | 45.8786 | 0.10658 | -39.7301 | -35.5732 | 6.9204 | 24.1578 | 14.9308 | 1.9812 | 3.6113 | 6.022 | 1.3947 | 1.1063 | 1.4532 | 4.0405 | 4.0358 | 7.4559 | 4.9939
16 | 13000 | -0.64394 | 46.0466 | 0.16948 | -39.779 | -35.6391 | 6.8647 | 24.3911 | 15.1469 | 2.1354 | 3.4873 | 5.8951 | 1.4639 | 1.1082 | 1.3652 | 4.0659 | 3.9274 | 6.965 | 5.2299
16 | 13500 | -0.63456 | 45.9415 | 0.16659 | -39.7136 | -35.8446 | 6.9117 | 24.6078 | 15.195 | 2.2892 | 3.3614 | 5.8376 | 1.6889 | 1.2096 | 1.1773 | 4.0014 | 3.8751 | 6.913 | 5.2167
16 | 14000 | -0.61425 | 45.9322 | 0.13418 | -39.683 | -35.9634 | 7.1652 | 24.3967 | 15.4422 | 2.2427 | 3.4871 | 5.7699 | 1.6804 | 1.1472 | 1.2101 | 4.0075 | 3.9831 | 6.6364 | 5.2257
16 | 14500 | -0.69998 | 45.8736 | 0.15045 | -39.9519 | -36.0852 | 7.2908 | 24.5339 | 15.5936 | 2.2517 | 3.5893 | 5.8206 | 1.5631 | 1.2924 | 1.0739 | 4.0226 | 4.0537 | 6.5965 | 5.2311
16 | 15000 | -0.63284 | 45.8492 | 0.28978 | -39.863 | -36.1266 | 7.5024 | 24.539 | 15.4817 | 2.014 | 3.4949 | 5.9183 | 1.5344 | 1.1771 | 1.0746 | 4.078 | 3.9369 | 6.6398 | 5.2924
16 | 15500 | -0.7671 | 45.9369 | 0.28196 | -39.8956 | -36.0525 | 7.5086 | 24.357 | 15.5021 | 2.0865 | 3.4602 | 5.9266 | 1.4446 | 1.3432 | 1.1285 | 4.1038 | 3.6138 | 6.6031 | 5.6182
16 | 16000 | -0.91297 | 46.0088 | 0.50366 | -39.9792 | -35.897 | 7.4045 | 24.2672 | 15.7819 | 2.1788 | 3.4284 | 5.8135 | 1.4122 | 1.43 | 1.1511 | 4.0555 | 3.5649 | 6.2956 | 5.6929
16 | 16500 | -0.83992 | 45.9717 | 0.55089 | -39.9652 | -35.8819 | 7.4961 | 24.3291 | 15.8214 | 2.1774 | 3.3537 | 5.7699 | 1.3879 | 1.3843 | 1.1127 | 4.1193 | 3.525 | 6.2448 | 5.6428
16 | 17000 | -1.0135 | 45.9207 | 0.52321 | -39.8765 | -35.8886 | 7.54 | 24.3982 | 15.9087 | 2.1317 | 3.3155 | 5.8116 | 1.4086 | 1.4626 | 0.94349 | 4.1912 | 3.6833 | 6.1902 | 5.5495
16 | 17500 | -1.11 | 46.0765 | 0.58504 | -39.7314 | -35.8203 | 7.6198 | 24.3593 | 15.7615 | 2.1408 | 3.3148 | 5.7492 | 1.5025 | 1.324 | 0.84312 | 4.1066 | 3.6574 | 6.1534 | 5.6678
16 | 18000 | -1.1813 | 46.1193 | 0.51736 | -39.7634 | -36.0406 | 7.6702 | 24.4426 | 15.6853 | 2.0981 | 3.264 | 5.8142 | 1.4702 | 1.3208 | 0.9607 | 3.9639 | 3.6426 | 6.5154 | 5.7006
16 | 18500 | -1.1306 | 46.0357 | 0.41331 | -39.823 | -35.8897 | 7.7937 | 24.4592 | 15.8225 | 2.221 | 3.1258 | 5.8591 | 1.4276 | 1.2046 | 1.0423 | 4.0377 | 3.6579 | 6.3778 | 5.565
16 | 19000 | -0.99714 | 46.1429 | 0.39858 | -39.6943 | -35.7982 | 7.7468 | 24.5592 | 15.8515 | 2.1619 | 2.9848 | 5.7772 | 1.4169 | 1.3115 | 1.015 | 3.8405 | 3.7219 | 6.2888 | 5.4723
16 | 19500 | -1.071 | 46.0507 | 0.33554 | -39.7939 | -35.6063 | 7.7183 | 24.5189 | 15.7913 | 2.2425 | 3.0105 | 5.7377 | 1.5117 | 1.3786 | 1.0833 | 3.8714 | 3.7375 | 6.4149 | 5.2683
16 | 20000 | -1.1331 | 46.0755 | 0.32653 | -39.9383 | -35.707 | 7.5587 | 24.72 | 15.7019 | 2.3525 | 3.2397 | 5.8271 | 1.4464 | 1.3166 | 1.1441 | 3.9958 | 3.667 | 6.2186 | 5.388
16 | 20500 | -1.0329 | 46.1457 | 0.42189 | -39.7994 | -35.7543 | 7.6986 | 24.6756 | 15.678 | 2.2667 | 3.0819 | 5.73 | 1.4456 | 1.1709 | 1.2583 | 3.8723 | 3.7186 | 6.3329 | 5.2896
16 | 21000 | -1.1213 | 46.1651 | 0.44734 | -39.7587 | -35.7211 | 7.4984 | 24.6962 | 15.7671 | 2.278 | 3.0848 | 5.619 | 1.4871 | 1.0546 | 1.2957 | 3.8195 | 3.8055 | 6.5476 | 5.2354
16 | 21500 | -1.178 | 46.1059 | 0.28216 | -39.6453 | -35.5044 | 7.6264 | 24.5048 | 15.7774 | 2.0849 | 3.0637 | 5.6867 | 1.4892 | 0.9009 | 1.4175 | 3.8423 | 3.7584 | 6.6456 | 5.342
16 | 22000 | -1.0018 | 46.1841 | 0.41881 | -39.809 | -35.7139 | 7.4339 | 24.5665 | 15.7771 | 2.0934 | 3.0544 | 5.5841 | 1.6779 | 0.90944 | 1.4464 | 3.723 | 3.8751 | 6.6637 | 5.3167
16 | 22500 | -0.97658 | 46.1288 | 0.36784 | -39.7771 | -35.5568 | 7.4305 | 24.5711 | 15.6636 | 2.1744 | 3.1979 | 5.5776 | 1.5499 | 0.97626 | 1.4873 | 3.5614 | 3.8915 | 6.6302 | 5.3022
16 | 23000 | -1.0312 | 46.1288 | 0.45518 | -39.7373 | -35.505 | 7.431 | 24.544 | 15.6887 | 2.3184 | 2.9982 | 5.5808 | 1.7067 | 0.9994 | 1.4999 | 3.4716 | 3.873 | 6.4817 | 5.296
16 | 23500 | -0.95439 | 46.0448 | 0.40151 | -39.6951 | -35.3331 | 7.423 | 24.5357 | 15.6844 | 2.3675 | 3.0969 | 5.5478 | 1.6142 | 1.0781 | 1.5089 | 3.5813 | 3.8154 | 6.435 | 5.0483
16 | 24000 | -0.99194 | 46.1005 | 0.57864 | -39.6383 | -35.4244 | 7.4147 | 24.4924 | 15.6355 | 2.3291 | 3.0505 | 5.5195 | 1.5948 | 1.1193 | 1.4991 | 3.568 | 3.7743 | 6.5149 | 5.0632
16 | 24500 | -0.94649 | 46.2311 | 0.60017 | -39.5941 | -35.4465 | 7.4067 | 24.3841 | 15.628 | 2.2664 | 3.0682 | 5.5256 | 1.5309 | 1.1464 | 1.449 | 3.5066 | 3.8222 | 6.5513 | 5.0703
16 | 25000 | -0.9838 | 46.3367 | 0.55724 | -39.5967 | -35.5711 | 7.3702 | 24.4249 | 15.6576 | 2.2712 | 3.1873 | 5.4618 | 1.5686 | 1.0896 | 1.4761 | 3.5999 | 3.7812 | 6.4554 | 5.1137
16 | 25500 | -0.99407 | 46.366 | 0.52828 | -39.5131 | -35.516 | 7.2934 | 24.3772 | 15.6203 | 2.4417 | 3.1514 | 5.4287 | 1.6357 | 1.1582 | 1.4111 | 3.5071 | 3.7119 | 6.6125 | 4.9797
16 | 26000 | -0.99609 | 46.4008 | 0.51763 | -39.557 | -35.5611 | 7.3368 | 24.2375 | 15.6047 | 2.6045 | 3.1371 | 5.4481 | 1.5633 | 1.2316 | 1.3626 | 3.4635 | 3.8449 | 6.5714 | 4.9897
16 | 26500 | -0.93701 | 46.338 | 0.47274 | -39.5923 | -35.6739 | 7.4285 | 24.2159 | 15.6453 | 2.5668 | 3.1731 | 5.4854 | 1.52 | 1.2409 | 1.3801 | 3.5122 | 3.795 | 6.5302 | 5.0989
16 | 27000 | -0.95253 | 46.4336 | 0.50415 | -39.4842 | -35.601 | 7.4525 | 24.1157 | 15.6326 | 2.5922 | 3.1486 | 5.5531 | 1.5042 | 1.2481 | 1.332 | 3.4837 | 3.8874 | 6.5137 | 4.8361
16 | 27500 | -0.95077 | 46.3615 | 0.51376 | -39.5743 | -35.6339 | 7.4228 | 24.166 | 15.6124 | 2.5803 | 3.1125 | 5.559 | 1.4742 | 1.3241 | 1.3392 | 3.4911 | 3.88 | 6.5642 | 4.9579
16 | 28000 | -0.99898 | 46.2496 | 0.57668 | -39.4994 | -35.4899 | 7.4792 | 24.0801 | 15.5073 | 2.7188 | 3.1672 | 5.4955 | 1.4513 | 1.3235 | 1.3326 | 3.5128 | 3.8418 | 6.5488 | 4.9028
16 | 28500 | -1.0391 | 46.2929 | 0.55921 | -39.5879 | -35.3688 | 7.5564 | 24.0555 | 15.5167 | 2.7892 | 3.1869 | 5.5258 | 1.4402 | 1.3092 | 1.4462 | 3.49 | 3.7823 | 6.4152 | 4.8302
16 | 29000 | -0.97626 | 46.3472 | 0.48798 | -39.7036 | -35.3607 | 7.5738 | 23.9458 | 15.6074 | 2.769 | 3.1414 | 5.5526 | 1.3639 | 1.3568 | 1.4889 | 3.4867 | 3.8563 | 6.4944 | 4.7681
16 | 29500 | -0.95146 | 46.3924 | 0.50758 | -39.5893 | -35.3685 | 7.4868 | 23.9524 | 15.5936 | 2.6646 | 3.1475 | 5.5435 | 1.3281 | 1.4127 | 1.3733 | 3.4858 | 3.8478 | 6.5193 | 4.8537
16 | 30000 | -0.8632 | 46.3802 | 0.43145 | -39.5273 | -35.4368 | 7.5654 | 23.9219 | 15.6133 | 2.6259 | 3.184 | 5.6175 | 1.2672 | 1.3462 | 1.2916 | 3.4898 | 3.8817 | 6.481 | 4.9301
16 | 30500 | -0.8621 | 46.3782 | 0.46732 | -39.4789 | -35.3193 | 7.5703 | 23.9299 | 15.6179 | 2.6264 | 3.1936 | 5.611 | 1.2147 | 1.2559 | 1.3613 | 3.4194 | 3.8494 | 6.4577 | 4.9072
16 | 31000 | -0.82526 | 46.3924 | 0.50259 | -39.5731 | -35.3325 | 7.5912 | 23.976 | 15.5153 | 2.5412 | 3.2671 | 5.6851 | 1.2409 | 1.2159 | 1.367 | 3.444 | 3.7907 | 6.5609 | 4.8406
16 | 31500 | -0.74333 | 46.4684 | 0.44858 | -39.5364 | -35.3201 | 7.629 | 23.972 | 15.4766 | 2.5745 | 3.1742 | 5.696 | 1.3097 | 1.1952 | 1.3412 | 3.4758 | 3.708 | 6.4739 | 4.8568
16 | 32000 | -0.75427 | 46.4091 | 0.502 | -39.5018 | -35.3435 | 7.5231 | 23.9817 | 15.4823 | 2.5641 | 3.1868 | 5.7445 | 1.2642 | 1.1677 | 1.3626 | 3.5202 | 3.6917 | 6.4663 | 4.933
16 | 32500 | -0.70237 | 46.3821 | 0.55563 | -39.5695 | -35.3418 | 7.4497 | 24.0289 | 15.4539 | 2.5961 | 3.2256 | 5.7614 | 1.4402 | 1.1689 | 1.3174 | 3.4883 | 3.6897 | 6.3238 | 4.932
16 | 33000 | -0.7102 | 46.3517 | 0.45866 | -39.6759 | -35.3393 | 7.3849 | 24.0138 | 15.5322 | 2.5806 | 3.2764 | 5.7806 | 1.4253 | 1.2762 | 1.3368 | 3.4734 | 3.677 | 6.3506 | 5.0071
16 | 33500 | -0.69559 | 46.2954 | 0.46442 | -39.5836 | -35.3357 | 7.3359 | 23.996 | 15.4603 | 2.7157 | 3.3156 | 5.7874 | 1.4159 | 1.2987 | 1.2911 | 3.48 | 3.6595 | 6.2961 | 5.0028
16 | 34000 | -0.64281 | 46.3361 | 0.43874 | -39.7197 | -35.2857 | 7.3694 | 23.9953 | 15.4581 | 2.6854 | 3.3143 | 5.8544 | 1.4559 | 1.3144 | 1.2233 | 3.5506 | 3.6764 | 6.1395 | 5.0364
16 | 34500 | -0.66005 | 46.2977 | 0.41905 | -39.8112 | -35.1811 | 7.4628 | 23.9868 | 15.4768 | 2.631 | 3.3797 | 5.8312 | 1.4536 | 1.339 | 1.2261 | 3.5162 | 3.6407 | 6.1167 | 5.075
16 | 35000 | -0.61914 | 46.2681 | 0.44483 | -39.8128 | -35.0994 | 7.5226 | 23.9753 | 15.4309 | 2.6152 | 3.4134 | 5.8052 | 1.4047 | 1.3673 | 1.2003 | 3.5612 | 3.6305 | 6.049 | 5.0427
16 | 35500 | -0.54205 | 46.2063 | 0.42809 | -39.8633 | -35.1834 | 7.532 | 24.044 | 15.4061 | 2.5627 | 3.4516 | 5.8294 | 1.4512 | 1.416 | 1.2091 | 3.5726 | 3.6577 | 6.1211 | 4.9009
16 | 36000 | -0.50721 | 46.161 | 0.38649 | -39.8921 | -35.2181 | 7.5683 | 24.1589 | 15.4816 | 2.5637 | 3.3783 | 5.8557 | 1.3786 | 1.415 | 1.173 | 3.5919 | 3.6524 | 6.1988 | 4.8539
16 | 36500 | -0.44238 | 46.1883 | 0.30583 | -39.8435 | -35.1361 | 7.5108 | 24.2559 | 15.4371 | 2.6071 | 3.4045 | 5.8585 | 1.2881 | 1.3897 | 1.0949 | 3.605 | 3.6036 | 6.2108 | 4.8618
16 | 37000 | -0.39273 | 46.094 | 0.34152 | -39.8625 | -35.1763 | 7.5309 | 24.1986 | 15.4782 | 2.5816 | 3.4113 | 5.9191 | 1.2628 | 1.4188 | 1.1482 | 3.5347 | 3.6148 | 6.3191 | 4.7779
16 | 37500 | -0.35292 | 46.1193 | 0.32796 | -39.8379 | -35.1449 | 7.5758 | 24.2623 | 15.4347 | 2.5324 | 3.4395 | 5.9031 | 1.2698 | 1.3976 | 1.1543 | 3.4883 | 3.625 | 6.3013 | 4.7042
16 | 38000 | -0.46533 | 46.1378 | 0.34937 | -39.8455 | -35.0475 | 7.5266 | 24.2253 | 15.4269 | 2.4692 | 3.4578 | 5.9219 | 1.2744 | 1.4092 | 1.1854 | 3.4743 | 3.6018 | 6.2791 | 4.8192
16 | 38500 | -0.50301 | 46.1385 | 0.44144 | -39.9023 | -35.1123 | 7.6356 | 24.2669 | 15.4683 | 2.4679 | 3.3666 | 5.9454 | 1.2977 | 1.3758 | 1.168 | 3.497 | 3.5834 | 6.3207 | 4.7444
16 | 39000 | -0.46389 | 46.1688 | 0.48466 | -39.9107 | -35.0705 | 7.5768 | 24.2727 | 15.5477 | 2.4737 | 3.278 | 5.9763 | 1.3274 | 1.3364 | 1.2016 | 3.4619 | 3.5382 | 6.2583 | 4.7426
16 | 39500 | -0.50463 | 46.2243 | 0.48616 | -39.8716 | -35.0125 | 7.5409 | 24.294 | 15.4463 | 2.5125 | 3.2174 | 5.9531 | 1.3923 | 1.3266 | 1.2932 | 3.4632 | 3.5256 | 6.2772 | 4.636
16 | 40000 | -0.47618 | 46.2127 | 0.51336 | -39.8283 | -35.0366 | 7.5563 | 24.2397 | 15.4672 | 2.5471 | 3.2177 | 5.9703 | 1.3502 | 1.303 | 1.3489 | 3.4802 | 3.4463 | 6.2752 | 4.613
16 | 40500 | -0.43897 | 46.2073 | 0.5676 | -39.9107 | -35.0955 | 7.4661 | 24.1805 | 15.4951 | 2.5635 | 3.1708 | 5.9999 | 1.3514 | 1.2913 | 1.314 | 3.5065 | 3.4849 | 6.3622 | 4.6841
16 | 41000 | -0.44258 | 46.2168 | 0.56329 | -39.9333 | -35.1079 | 7.5315 | 24.197 | 15.4244 | 2.5925 | 3.1343 | 6.0156 | 1.3683 | 1.2879 | 1.3061 | 3.5224 | 3.469 | 6.4348 | 4.6199
16 | 41500 | -0.46273 | 46.1232 | 0.62024 | -39.7779 | -35.0525 | 7.5166 | 24.1717 | 15.4027 | 2.5771 | 3.157 | 6.05 | 1.3547 | 1.2649 | 1.2559 | 3.4962 | 3.4614 | 6.3865 | 4.6551
16 | 42000 | -0.41628 | 46.0864 | 0.52239 | -39.73 | -35.021 | 7.5634 | 24.2399 | 15.3685 | 2.5652 | 3.1425 | 6.0704 | 1.3916 | 1.2306 | 1.2726 | 3.434 | 3.4888 | 6.3692 | 4.6217
16 | 42500 | -0.41949 | 46.1513 | 0.45536 | -39.7345 | -35.0149 | 7.5 | 24.1492 | 15.4066 | 2.5447 | 3.1673 | 6.0167 | 1.3529 | 1.2497 | 1.3233 | 3.4093 | 3.4846 | 6.4646 | 4.6934
16 | 43000 | -0.39399 | 46.1879 | 0.45479 | -39.7332 | -35.0151 | 7.5461 | 24.2023 | 15.4235 | 2.4901 | 3.1705 | 6.0018 | 1.4116 | 1.1885 | 1.3473 | 3.4119 | 3.4563 | 6.438 | 4.6117
16 | 43500 | -0.42421 | 46.1149 | 0.40282 | -39.6645 | -34.9665 | 7.5885 | 24.2124 | 15.4211 | 2.5093 | 3.1195 | 5.9923 | 1.3224 | 1.1904 | 1.3479 | 3.4454 | 3.4421 | 6.4406 | 4.7056
16 | 44000 | -0.40028 | 46.0937 | 0.40726 | -39.6431 | -34.9831 | 7.5836 | 24.1919 | 15.4431 | 2.4807 | 3.1584 | 6.0384 | 1.298 | 1.1915 | 1.3199 | 3.4297 | 3.4596 | 6.4884 | 4.6421
16 | 44500 | -0.38671 | 46.0561 | 0.39592 | -39.6882 | -34.908 | 7.6011 | 24.2159 | 15.4308 | 2.4356 | 3.1924 | 6.0506 | 1.341 | 1.1616 | 1.282 | 3.4509 | 3.4587 | 6.4602 | 4.6502
16 | 45000 | -0.39953 | 46.0429 | 0.41218 | -39.7251 | -34.8933 | 7.5834 | 24.2303 | 15.4662 | 2.4409 | 3.1775 | 6.0097 | 1.3874 | 1.1541 | 1.2865 | 3.4372 | 3.5134 | 6.4678 | 4.6083
16 | 45500 | -0.37882 | 45.9753 | 0.422 | -39.7172 | -34.979 | 7.6127 | 24.1849 | 15.5108 | 2.4375 | 3.1905 | 5.9841 | 1.4463 | 1.2068 | 1.3163 | 3.4589 | 3.5449 | 6.3284 | 4.6557
16 | 46000 | -0.3512 | 45.9456 | 0.40862 | -39.7291 | -35.0304 | 7.6164 | 24.1794 | 15.4807 | 2.5006 | 3.1185 | 5.9682 | 1.5261 | 1.2541 | 1.3649 | 3.4916 | 3.5336 | 6.3023 | 4.6202
16 | 46500 | -0.36344 | 45.9085 | 0.40934 | -39.7683 | -34.9795 | 7.6016 | 24.227 | 15.515 | 2.438 | 3.1039 | 6.0368 | 1.5538 | 1.3001 | 1.316 | 3.4496 | 3.4966 | 6.3406 | 4.6143
16 | 47000 | -0.30896 | 45.9496 | 0.43367 | -39.8016 | -34.9176 | 7.6131 | 24.2299 | 15.5104 | 2.4106 | 3.0305 | 5.9878 | 1.5171 | 1.3152 | 1.308 | 3.4386 | 3.5179 | 6.3372 | 4.6285
16 | 47500 | -0.29001 | 45.9552 | 0.499 | -39.752 | -34.9209 | 7.6106 | 24.2223 | 15.4584 | 2.3917 | 3.0014 | 5.9917 | 1.5572 | 1.2481 | 1.3189 | 3.4333 | 3.5845 | 6.3113 | 4.5792
16 | 48000 | -0.29723 | 45.9862 | 0.53279 | -39.7581 | -34.9495 | 7.6406 | 24.2393 | 15.3816 | 2.3608 | 3.0113 | 6.032 | 1.5471 | 1.259 | 1.2752 | 3.4137 | 3.6424 | 6.3066 | 4.5763
16 | 48500 | -0.29219 | 45.9839 | 0.48913 | -39.736 | -35.0166 | 7.7224 | 24.2201 | 15.3116 | 2.3571 | 3.011 | 6.0554 | 1.5253 | 1.2405 | 1.3221 | 3.4203 | 3.6622 | 6.3438 | 4.5798
16 | 49000 | -0.30669 | 46.0394 | 0.45309 | -39.8096 | -35.0541 | 7.6673 | 24.2515 | 15.3447 | 2.3695 | 3.0434 | 6.0821 | 1.5192 | 1.2286 | 1.3124 | 3.3709 | 3.6953 | 6.3963 | 4.5968
16 | 49500 | -0.33042 | 46.1079 | 0.46421 | -39.8976 | -35.0322 | 7.7038 | 24.2581 | 15.3343 | 2.4035 | 3.0044 | 6.128 | 1.5418 | 1.1566 | 1.3057 | 3.4223 | 3.6959 | 6.3232 | 4.6104
16 | 50000 | -0.33603 | 46.1555 | 0.44668 | -39.8469 | -35.079 | 7.6649 | 24.2396 | 15.3449 | 2.3797 | 2.9961 | 6.1393 | 1.5523 | 1.1392 | 1.2891 | 3.4203 | 3.7116 | 6.323 | 4.6598
16 | 50500 | -0.37109 | 46.1113 | 0.42343 | -39.7842 | -35.1077 | 7.6049 | 24.1982 | 15.4232 | 2.3735 | 2.939 | 6.1453 | 1.57 | 1.168 | 1.3002 | 3.4478 | 3.7046 | 6.34 | 4.7133
16 | 51000 | -0.35854 | 46.1553 | 0.42335 | -39.8314 | -35.0825 | 7.5793 | 24.1596 | 15.4384 | 2.3666 | 2.9694 | 6.1864 | 1.5919 | 1.1226 | 1.3208 | 3.3778 | 3.7243 | 6.4394 | 4.6172
16 | 51500 | -0.37627 | 46.1642 | 0.35593 | -39.8258 | -35.0561 | 7.6187 | 24.1713 | 15.4362 | 2.3557 | 2.9499 | 6.2318 | 1.5712 | 1.0995 | 1.3312 | 3.4013 | 3.7373 | 6.3948 | 4.639
16 | 52000 | -0.35288 | 46.1145 | 0.31504 | -39.917 | -34.9903 | 7.6697 | 24.2177 | 15.385 | 2.3613 | 2.9274 | 6.189 | 1.5755 | 1.1249 | 1.2962 | 3.4373 | 3.7712 | 6.4175 | 4.6578
16 | 52500 | -0.37934 | 46.0679 | 0.29338 | -39.9474 | -34.9895 | 7.6805 | 24.2152 | 15.3959 | 2.3418 | 2.9824 | 6.213 | 1.5773 | 1.097 | 1.2536 | 3.4748 | 3.8184 | 6.4115 | 4.6934
16 | 53000 | -0.35401 | 46.0962 | 0.24443 | -39.9534 | -35.0377 | 7.6941 | 24.2076 | 15.3425 | 2.366 | 3.0321 | 6.2193 | 1.5593 | 1.1168 | 1.3063 | 3.4688 | 3.7754 | 6.455 | 4.6612
16 | 53500 | -0.35329 | 46.123 | 0.24835 | -39.9594 | -34.9835 | 7.6686 | 24.1787 | 15.3087 | 2.3578 | 3.1246 | 6.2188 | 1.5613 | 1.11 | 1.2943 | 3.4976 | 3.7423 | 6.424 | 4.6382
16 | 54000 | -0.31223 | 46.099 | 0.25277 | -39.9424 | -34.9518 | 7.7132 | 24.1379 | 15.289 | 2.3871 | 3.0747 | 6.1998 | 1.6343 | 1.0909 | 1.2654 | 3.4533 | 3.7565 | 6.3931 | 4.6594
16 | 54500 | -0.30688 | 46.0802 | 0.25017 | -39.9428 | -34.8571 | 7.6771 | 24.1731 | 15.2444 | 2.3565 | 3.0418 | 6.1918 | 1.6502 | 1.0217 | 1.2594 | 3.4533 | 3.7592 | 6.4128 | 4.735
16 | 55000 | -0.2891 | 46.0958 | 0.23065 | -39.9964 | -34.8698 | 7.6115 | 24.1932 | 15.2672 | 2.3481 | 3.0019 | 6.1937 | 1.6469 | 1.0717 | 1.2703 | 3.4987 | 3.7444 | 6.4392 | 4.742
16 | 55500 | -0.27773 | 46.1061 | 0.1673 | -39.9474 | -34.8531 | 7.6247 | 24.216 | 15.2723 | 2.3208 | 2.9355 | 6.1903 | 1.6517 | 1.0613 | 1.2586 | 3.5176 | 3.742 | 6.4891 | 4.7247
16 | 56000 | -0.31531 | 46.0922 | 0.11416 | -39.8857 | -34.822 | 7.6334 | 24.1897 | 15.2313 | 2.3233 | 2.9862 | 6.2106 | 1.6754 | 1.1138 | 1.264 | 3.4631 | 3.7336 | 6.5381 | 4.6539
16 | 56500 | -0.28853 | 46.0721 | 0.12285 | -39.8694 | -34.8423 | 7.6447 | 24.1631 | 15.2324 | 2.3379 | 3.0191 | 6.214 | 1.6301 | 1.154 | 1.264 | 3.4325 | 3.714 | 6.5229 | 4.6765
16 | 57000 | -0.27278 | 46.0989 | 0.13346 | -39.874 | -34.8269 | 7.6181 | 24.1505 | 15.2092 | 2.3848 | 3.061 | 6.1983 | 1.6458 | 1.1429 | 1.2065 | 3.4209 | 3.685 | 6.5189 | 4.6993
16 | 57500 | -0.26115 | 46.1576 | 0.18352 | -39.8745 | -34.7775 | 7.5922 | 24.1414 | 15.1621 | 2.3939 | 3.0739 | 6.231 | 1.6286 | 1.0862 | 1.191 | 3.4177 | 3.6852 | 6.4407 | 4.7281
16 | 58000 | -0.20979 | 46.1108 | 0.21224 | -39.8855 | -34.7253 | 7.5645 | 24.1257 | 15.1449 | 2.4085 | 3.0928 | 6.2373 | 1.6612 | 1.0778 | 1.1843 | 3.3937 | 3.7156 | 6.4112 | 4.6802
16 | 58500 | -0.2008 | 46.1385 | 0.22088 | -39.8747 | -34.6079 | 7.5777 | 24.1185 | 15.1022 | 2.4266 | 3.0955 | 6.2053 | 1.627 | 1.1031 | 1.1738 | 3.3578 | 3.7288 | 6.4067 | 4.6009
16 | 59000 | -0.18471 | 46.1219 | 0.21223 | -39.9324 | -34.6239 | 7.6299 | 24.153 | 15.0756 | 2.4181 | 3.0637 | 6.1986 | 1.6673 | 1.1256 | 1.1831 | 3.3538 | 3.7413 | 6.3769 | 4.62
16 | 59500 | -0.15229 | 46.1922 | 0.19124 | -39.9096 | -34.6638 | 7.5979 | 24.1375 | 15.0851 | 2.3998 | 3.0828 | 6.2201 | 1.6549 | 1.0641 | 1.2029 | 3.3515 | 3.7265 | 6.4367 | 4.5825
16 | 60000 | -0.10814 | 46.1876 | 0.21559 | -39.8909 | -34.6952 | 7.6206 | 24.1284 | 15.1387 | 2.3973 | 3.033 | 6.2571 | 1.6624 | 1.0082 | 1.2005 | 3.3632 | 3.7058 | 6.418 | 4.5577
16 | 60500 | -0.077899 | 46.1486 | 0.21325 | -39.8222 | -34.6685 | 7.6159 | 24.1272 | 15.086 | 2.4597 | 3.064 | 6.2483 | 1.6612 | 0.99407 | 1.1284 | 3.378 | 3.7339 | 6.3961 | 4.5141
16 | 61000 | -0.07989 | 46.1858 | 0.15375 | -39.8539 | -34.7043 | 7.5977 | 24.1137 | 15.1157 | 2.4937 | 3.0927 | 6.2764 | 1.6543 | 0.9601 | 1.1589 | 3.393 | 3.7466 | 6.4051 | 4.4906
16 | 61500 | -0.091934 | 46.1195 | 0.1584 | -39.8346 | -34.6964 | 7.573 | 24.129 | 15.0497 | 2.5433 | 3.0952 | 6.2603 | 1.6723 | 0.94226 | 1.1276 | 3.3781 | 3.7911 | 6.4341 | 4.5491
16 | 62000 | -0.098185 | 46.0951 | 0.16689 | -39.8232 | -34.6814 | 7.5574 | 24.1712 | 15.0857 | 2.5295 | 3.0935 | 6.2621 | 1.6603 | 0.90769 | 1.1447 | 3.3899 | 3.7538 | 6.4678 | 4.5173
16 | 62500 | -0.13262 | 46.121 | 0.122 | -39.7949 | -34.6825 | 7.576 | 24.164 | 15.1153 | 2.5109 | 3.0807 | 6.253 | 1.678 | 0.91229 | 1.1887 | 3.3639 | 3.7698 | 6.4143 | 4.54
16 | 63000 | -0.1104 | 46.0873 | 0.15176 | -39.7518 | -34.7088 | 7.5738 | 24.1908 | 15.0734 | 2.5189 | 3.1137 | 6.2619 | 1.7052 | 0.90605 | 1.1734 | 3.3357 | 3.7346 | 6.4035 | 4.541
16 | 63500 | -0.11331 | 46.1151 | 0.092735 | -39.7596 | -34.7124 | 7.5725 | 24.2073 | 15.1075 | 2.4901 | 3.0854 | 6.261 | 1.6569 | 0.95327 | 1.1206 | 3.3618 | 3.682 | 6.448 | 4.6312
16 | 64000 | -0.13202 | 46.0592 | 0.054143 | -39.6725 | -34.6343 | 7.565 | 24.1976 | 15.1222 | 2.4544 | 3.1008 | 6.2324 | 1.7048 | 0.95737 | 1.0803 | 3.415 | 3.6848 | 6.4425 | 4.5681
16 | 64500 | -0.10658 | 46.0532 | 0.057478 | -39.7044 | -34.6865 | 7.56 | 24.2014 | 15.1307 | 2.4425 | 3.1251 | 6.2333 | 1.7216 | 0.97789 | 1.0969 | 3.3969 | 3.6953 | 6.4433 | 4.5619
16 | 65000 | -0.085734 | 46.0416 | 0.066049 | -39.714 | -34.7001 | 7.5597 | 24.2345 | 15.1093 | 2.3871 | 3.1441 | 6.2845 | 1.7068 | 0.93511 | 1.0835 | 3.3367 | 3.7465 | 6.4669 | 4.5973
16 | 65500 | -0.10697 | 46.0515 | 0.053585 | -39.7119 | -34.6878 | 7.5265 | 24.2168 | 15.0906 | 2.4164 | 3.1605 | 6.2874 | 1.6919 | 0.92424 | 1.1063 | 3.364 | 3.7536 | 6.4841 | 4.5791
16 | 66000 | -0.099992 | 46.0355 | 0.038796 | -39.7429 | -34.6305 | 7.5306 | 24.2052 | 15.1266 | 2.4005 | 3.1326 | 6.2839 | 1.7279 | 0.91242 | 1.1448 | 3.3645 | 3.7702 | 6.4378 | 4.5621
16 | 66500 | -0.064778 | 46.0431 | 0.061861 | -39.7329 | -34.6653 | 7.5288 | 24.1855 | 15.1314 | 2.4218 | 3.155 | 6.3224 | 1.7157 | 0.92345 | 1.1129 | 3.3268 | 3.8021 | 6.3871 | 4.5449
16 | 67000 | -0.022168 | 46.0786 | 0.05984 | -39.6974 | -34.6517 | 7.5303 | 24.1337 | 15.0999 | 2.4553 | 3.1342 | 6.3033 | 1.6913 | 0.91936 | 1.1084 | 3.3225 | 3.7802 | 6.4662 | 4.4883
16 | 67500 | -0.034196 | 46.0816 | 0.03443 | -39.6554 | -34.6517 | 7.4959 | 24.157 | 15.1139 | 2.4705 | 3.1235 | 6.3235 | 1.7266 | 0.92527 | 1.0754 | 3.3607 | 3.7433 | 6.4671 | 4.4425
16 | 68000 | -0.04932 | 46.0705 | 0.057597 | -39.693 | -34.718 | 7.5114 | 24.1793 | 15.0983 | 2.5098 | 3.1451 | 6.3778 | 1.7038 | 0.99488 | 1.0698 | 3.3705 | 3.7517 | 6.4121 | 4.4077
16 | 68500 | -0.043248 | 46.1081 | 0.044882 | -39.6813 | -34.7231 | 7.5206 | 24.175 | 15.0927 | 2.5267 | 3.1216 | 6.367 | 1.7246 | 0.9953 | 1.0413 | 3.35 | 3.7561 | 6.4341 | 4.3896
16 | 69000 | -0.048322 | 46.1422 | 0.04811 | -39.7171 | -34.7423 | 7.491 | 24.1972 | 15.1035 | 2.5564 | 3.1017 | 6.3836 | 1.6933 | 0.99282 | 1.0634 | 3.3271 | 3.7702 | 6.4647 | 4.3722
16 | 69500 | -0.065341 | 46.1174 | 0.028302 | -39.7329 | -34.7439 | 7.5037 | 24.2089 | 15.1084 | 2.5944 | 3.0921 | 6.4133 | 1.657 | 0.99096 | 1.1064 | 3.3285 | 3.7956 | 6.4479 | 4.3493
16 | 70000 | -0.065998 | 46.1221 | 0.020079 | -39.7407 | -34.7468 | 7.5128 | 24.2484 | 15.0904 | 2.6351 | 3.071 | 6.4289 | 1.6557 | 0.98609 | 1.0601 | 3.32 | 3.8244 | 6.4278 | 4.3505
16 | 70500 | -0.040547 | 46.1392 | 0.02125 | -39.7414 | -34.7947 | 7.5212 | 24.2271 | 15.0359 | 2.6541 | 3.068 | 6.4188 | 1.6892 | 0.94284 | 1.0852 | 3.3274 | 3.8386 | 6.487 | 4.3208
16 | 71000 | -0.024869 | 46.1144 | 0.032533 | -39.7551 | -34.8438 | 7.5345 | 24.2532 | 15.0128 | 2.6758 | 3.0812 | 6.4571 | 1.7067 | 0.95862 | 1.1026 | 3.3209 | 3.8223 | 6.39 | 4.3611
16 | 71500 | 0.001215 | 46.1093 | 0.032142 | -39.8083 | -34.8734 | 7.5712 | 24.2412 | 15.0148 | 2.6774 | 3.1072 | 6.4656 | 1.7048 | 0.95107 | 1.0877 | 3.3165 | 3.8094 | 6.4165 | 4.3757
16 | 72000 | 0.032613 | 46.1123 | -0.0070769 | -39.7583 | -34.8889 | 7.5438 | 24.2598 | 14.9754 | 2.6888 | 3.1099 | 6.4807 | 1.6693 | 0.99075 | 1.0562 | 3.3411 | 3.7927 | 6.4136 | 4.3872
16 | 72500 | -0.0010096 | 46.0774 | 0.0022026 | -39.7778 | -34.8942 | 7.5348 | 24.2937 | 14.9471 | 2.7163 | 3.0835 | 6.4988 | 1.683 | 1.0029 | 1.0969 | 3.36 | 3.8114 | 6.4005 | 4.3645
16 | 73000 | -0.026205 | 46.0664 | 0.0066635 | -39.7598 | -34.9005 | 7.5472 | 24.2857 | 14.9295 | 2.723 | 3.1269 | 6.467 | 1.6719 | 0.98475 | 1.1095 | 3.3761 | 3.7572 | 6.4189 | 4.4156
16 | 73500 | -0.016588 | 46.1038 | -0.010156 | -39.7577 | -34.8753 | 7.5738 | 24.2877 | 14.9117 | 2.7254 | 3.0946 | 6.4671 | 1.6619 | 0.98521 | 1.108 | 3.3711 | 3.732 | 6.4378 | 4.3997
16 | 74000 | -0.042378 | 46.1085 | -0.0013168 | -39.8009 | -34.8561 | 7.5629 | 24.3036 | 14.9353 | 2.6988 | 3.0833 | 6.4852 | 1.6664 | 0.98426 | 1.0968 | 3.3959 | 3.7465 | 6.3745 | 4.4587
16 | 74500 | -0.043106 | 46.1159 | 0.0054999 | -39.8005 | -34.9269 | 7.5813 | 24.3268 | 14.9421 | 2.6951 | 3.1306 | 6.4434 | 1.6574 | 0.97081 | 1.0887 | 3.4075 | 3.7544 | 6.3838 | 4.4673
16 | 75000 | -0.047777 | 46.1213 | 0.023358 | -39.7807 | -34.9208 | 7.5536 | 24.3149 | 14.949 | 2.6933 | 3.1191 | 6.4371 | 1.6481 | 1.0174 | 1.0774 | 3.4083 | 3.7755 | 6.3267 | 4.484
16 | 75500 | -0.080265 | 46.1348 | 0.0017684 | -39.7998 | -35.013 | 7.5917 | 24.3487 | 14.9677 | 2.7256 | 3.1391 | 6.4133 | 1.678 | 0.98189 | 1.0529 | 3.4458 | 3.7686 | 6.3403 | 4.503
16 | 76000 | -0.075159 | 46.1114 | 0.011708 | -39.8019 | -35.0345 | 7.5769 | 24.3221 | 14.9448 | 2.6999 | 3.1309 | 6.4575 | 1.6804 | 0.98224 | 1.0619 | 3.4571 | 3.7533 | 6.4075 | 4.5139
16 | 76500 | -0.10318 | 46.1285 | 0.04912 | -39.7817 | -35.0848 | 7.58 | 24.3006 | 14.9553 | 2.7459 | 3.1154 | 6.4481 | 1.688 | 0.98317 | 1.0797 | 3.4287 | 3.7579 | 6.4192 | 4.4901
16 | 77000 | -0.125 | 46.1445 | 0.09133 | -39.7907 | -35.075 | 7.5898 | 24.3145 | 14.9454 | 2.7567 | 3.0902 | 6.45 | 1.6411 | 0.98356 | 1.0984 | 3.4265 | 3.7754 | 6.4429 | 4.4402
16 | 77500 | -0.17564 | 46.1561 | 0.14169 | -39.7938 | -35.0578 | 7.5584 | 24.2774 | 14.9738 | 2.744 | 3.1073 | 6.4464 | 1.641 | 0.94457 | 1.0951 | 3.4457 | 3.7968 | 6.4659 | 4.4332
16 | 78000 | -0.15579 | 46.1673 | 0.14137 | -39.742 | -35.0311 | 7.5238 | 24.239 | 14.9206 | 2.7305 | 3.0992 | 6.4402 | 1.6635 | 0.98246 | 1.1088 | 3.4587 | 3.7725 | 6.4898 | 4.391
16 | 78500 | -0.17349 | 46.1795 | 0.126 | -39.7198 | -35.0556 | 7.4974 | 24.2251 | 14.8999 | 2.7554 | 3.1152 | 6.4516 | 1.6568 | 0.983 | 1.1247 | 3.4772 | 3.7966 | 6.482 | 4.3785
16 | 79000 | -0.18347 | 46.1778 | 0.12979 | -39.7026 | -35.0425 | 7.4527 | 24.2269 | 14.9024 | 2.7348 | 3.128 | 6.4699 | 1.7013 | 0.95136 | 1.1326 | 3.4812 | 3.7857 | 6.4586 | 4.3956
16 | 79500 | -0.16656 | 46.2021 | 0.1221 | -39.7187 | -35.0768 | 7.4766 | 24.2161 | 14.9097 | 2.736 | 3.1197 | 6.4668 | 1.7058 | 0.93491 | 1.1314 | 3.4902 | 3.8087 | 6.488 | 4.354
16 | 80000 | -0.15821 | 46.1946 | 0.096325 | -39.6841 | -35.0489 | 7.4928 | 24.2173 | 14.913 | 2.721 | 3.1364 | 6.4639 | 1.7137 | 0.92789 | 1.1009 | 3.4749 | 3.7702 | 6.4764 | 4.392
16 | 80500 | -0.16152 | 46.2083 | 0.099098 | -39.7141 | -35.0277 | 7.475 | 24.2118 | 14.9355 | 2.7233 | 3.1317 | 6.4914 | 1.7044 | 0.86899 | 1.118 | 3.4936 | 3.7711 | 6.4663 | 4.405
16 | 81000 | -0.18374 | 46.2073 | 0.097982 | -39.7236 | -35.0069 | 7.4682 | 24.2035 | 14.9324 | 2.7174 | 3.1547 | 6.4781 | 1.6798 | 0.85714 | 1.1373 | 3.5168 | 3.794 | 6.4556 | 4.4139
16 | 81500 | -0.16507 | 46.2063 | 0.079443 | -39.7063 | -35.0052 | 7.4726 | 24.2438 | 14.9335 | 2.7049 | 3.1401 | 6.4477 | 1.6761 | 0.87193 | 1.1515 | 3.5167 | 3.7723 | 6.4479 | 4.4116
16 | 82000 | -0.14202 | 46.2441 | 0.065714 | -39.639 | -34.9889 | 7.4473 | 24.1786 | 14.9697 | 2.7175 | 3.1501 | 6.4676 | 1.6704 | 0.85713 | 1.1725 | 3.4855 | 3.7757 | 6.4097 | 4.3583
16 | 82500 | -0.12716 | 46.2588 | 0.055523 | -39.6345 | -35.0332 | 7.4337 | 24.1752 | 14.9613 | 2.7575 | 3.1609 | 6.4808 | 1.6849 | 0.87078 | 1.1584 | 3.4881 | 3.7578 | 6.3996 | 4.3515
16 | 83000 | -0.11151 | 46.2751 | 0.020259 | -39.6184 | -35.0656 | 7.4422 | 24.1911 | 14.9579 | 2.7544 | 3.1628 | 6.466 | 1.7053 | 0.85418 | 1.1784 | 3.5005 | 3.7577 | 6.3761 | 4.3535
16 | 83500 | -0.10711 | 46.2549 | 0.026614 | -39.6273 | -35.0675 | 7.3834 | 24.2129 | 14.9703 | 2.758 | 3.1441 | 6.4544 | 1.7207 | 0.86243 | 1.1877 | 3.4963 | 3.7451 | 6.4248 | 4.3603
16 | 84000 | -0.12585 | 46.2703 | 0.041888 | -39.6934 | -35.0786 | 7.3902 | 24.2574 | 14.9695 | 2.7473 | 3.1757 | 6.4441 | 1.7359 | 0.83375 | 1.2016 | 3.5202 | 3.7218 | 6.4 | 4.3882
16 | 84500 | -0.13201 | 46.3072 | 0.05312 | -39.6765 | -35.0383 | 7.4072 | 24.2427 | 14.9748 | 2.7544 | 3.1851 | 6.4276 | 1.7322 | 0.81986 | 1.15 | 3.524 | 3.7202 | 6.3743 | 4.3741
16 | 85000 | -0.14063 | 46.2957 | 0.054476 | -39.6566 | -35.0329 | 7.4118 | 24.203 | 14.9368 | 2.7487 | 3.2169 | 6.4289 | 1.7371 | 0.79237 | 1.1731 | 3.5402 | 3.7488 | 6.3315 | 4.4107
16 | 85500 | -0.13024 | 46.2931 | 0.079375 | -39.6408 | -35.0736 | 7.3737 | 24.2347 | 14.9549 | 2.7793 | 3.2174 | 6.4425 | 1.7371 | 0.79028 | 1.1496 | 3.5211 | 3.7433 | 6.3482 | 4.38
16 | 86000 | -0.13552 | 46.3166 | 0.055659 | -39.6803 | -35.1018 | 7.4073 | 24.2534 | 14.9605 | 2.779 | 3.2298 | 6.4211 | 1.7116 | 0.79071 | 1.1649 | 3.5307 | 3.7387 | 6.334 | 4.4238
16 | 86500 | -0.15744 | 46.3168 | 0.047582 | -39.6813 | -35.0886 | 7.4009 | 24.2441 | 14.9795 | 2.7731 | 3.2186 | 6.4253 | 1.7034 | 0.81234 | 1.1572 | 3.519 | 3.7523 | 6.3636 | 4.4136
16 | 87000 | -0.17667 | 46.3229 | 0.035134 | -39.6444 | -35.0957 | 7.3897 | 24.2233 | 14.9545 | 2.7905 | 3.2605 | 6.4102 | 1.7076 | 0.82706 | 1.1678 | 3.5162 | 3.7759 | 6.3504 | 4.3849
16 | 87500 | -0.1601 | 46.3456 | 0.027408 | -39.6165 | -35.1186 | 7.396 | 24.2309 | 14.9335 | 2.7575 | 3.2489 | 6.4364 | 1.7071 | 0.81029 | 1.1714 | 3.5041 | 3.7653 | 6.3786 | 4.3822
16 | 88000 | -0.14408 | 46.3213 | 0.021215 | -39.6327 | -35.1138 | 7.4062 | 24.2436 | 14.957 | 2.7383 | 3.2584 | 6.4239 | 1.6875 | 0.85144 | 1.1659 | 3.5304 | 3.7652 | 6.3584 | 4.3617
16 | 88500 | -0.15194 | 46.3546 | 0.0097596 | -39.6263 | -35.1456 | 7.3875 | 24.2091 | 14.93 | 2.7633 | 3.2274 | 6.408 | 1.676 | 0.85459 | 1.173 | 3.5643 | 3.7788 | 6.3911 | 4.3962
16 | 89000 | -0.133 | 46.3827 | -0.013915 | -39.612 | -35.1973 | 7.4001 | 24.2413 | 14.8808 | 2.7493 | 3.2578 | 6.4092 | 1.6959 | 0.87805 | 1.1571 | 3.5697 | 3.7815 | 6.3865 | 4.3662
16 | 89500 | -0.12582 | 46.3999 | -0.022664 | -39.6409 | -35.199 | 7.3934 | 24.2447 | 14.9093 | 2.7613 | 3.226 | 6.448 | 1.6662 | 0.91394 | 1.1514 | 3.5571 | 3.7575 | 6.353 | 4.4065
16 | 90000 | -0.12179 | 46.4107 | -0.019466 | -39.672 | -35.2452 | 7.3691 | 24.2712 | 14.9204 | 2.7541 | 3.2384 | 6.4521 | 1.6923 | 0.90951 | 1.1457 | 3.5329 | 3.7794 | 6.411 | 4.3715
16 | 90500 | -0.12438 | 46.4204 | 0.0042701 | -39.6562 | -35.2598 | 7.357 | 24.2628 | 14.922 | 2.7458 | 3.2564 | 6.4482 | 1.7173 | 0.92255 | 1.141 | 3.5364 | 3.7676 | 6.3816 | 4.357
16 | 91000 | -0.13349 | 46.4111 | -0.016986 | -39.6411 | -35.2956 | 7.3541 | 24.231 | 14.9315 | 2.765 | 3.2777 | 6.4571 | 1.7313 | 0.925 | 1.1432 | 3.5373 | 3.7973 | 6.3986 | 4.327
16 | 91500 | -0.12742 | 46.3924 | 0.01125 | -39.6271 | -35.2888 | 7.3398 | 24.2125 | 14.9037 | 2.793 | 3.2558 | 6.47 | 1.7528 | 0.91896 | 1.1685 | 3.5324 | 3.7957 | 6.3699 | 4.3264
16 | 92000 | -0.12931 | 46.3697 | -0.00019687 | -39.5802 | -35.2878 | 7.3586 | 24.2426 | 14.8973 | 2.82 | 3.2487 | 6.4701 | 1.7582 | 0.90457 | 1.1473 | 3.5253 | 3.7792 | 6.3896 | 4.2865
16 | 92500 | -0.10423 | 46.3712 | 0.0019204 | -39.5993 | -35.2763 | 7.315 | 24.2678 | 14.9273 | 2.8045 | 3.2561 | 6.4664 | 1.7205 | 0.89962 | 1.1254 | 3.5635 | 3.7447 | 6.3926 | 4.3233
16 | 93000 | -0.085191 | 46.3681 | -0.027617 | -39.6204 | -35.3225 | 7.3202 | 24.2413 | 14.9506 | 2.7918 | 3.2654 | 6.4673 | 1.7225 | 0.88454 | 1.1657 | 3.5594 | 3.7845 | 6.3993 | 4.335
16 | 93500 | -0.041763 | 46.3454 | -0.01221 | -39.5983 | -35.2932 | 7.2987 | 24.2227 | 14.926 | 2.7797 | 3.2664 | 6.4884 | 1.7122 | 0.87968 | 1.1649 | 3.5826 | 3.79 | 6.3847 | 4.304
16 | 94000 | -0.050493 | 46.3512 | 0.0038093 | -39.5948 | -35.2874 | 7.3005 | 24.1847 | 14.9313 | 2.77 | 3.2632 | 6.4747 | 1.7202 | 0.90731 | 1.1712 | 3.5729 | 3.8146 | 6.3731 | 4.2939
16 | 94500 | -0.05124 | 46.3718 | -0.0044444 | -39.605 | -35.258 | 7.3152 | 24.1484 | 14.9239 | 2.7545 | 3.2273 | 6.4816 | 1.7303 | 0.91054 | 1.217 | 3.5829 | 3.8395 | 6.3459 | 4.2701
16 | 95000 | -0.043275 | 46.3566 | 0.030252 | -39.5801 | -35.266 | 7.3099 | 24.1131 | 14.9206 | 2.7504 | 3.2394 | 6.4753 | 1.7148 | 0.8979 | 1.212 | 3.5867 | 3.843 | 6.3615 | 4.2779
16 | 95500 | -0.015204 | 46.3682 | 0.012354 | -39.5782 | -35.2434 | 7.3087 | 24.1255 | 14.8831 | 2.7244 | 3.2682 | 6.4724 | 1.7375 | 0.89338 | 1.1988 | 3.5903 | 3.8426 | 6.3604 | 4.2511
16 | 96000 | -0.010894 | 46.3999 | -0.0049019 | -39.6388 | -35.2575 | 7.3134 | 24.1487 | 14.9118 | 2.7081 | 3.2503 | 6.4627 | 1.7609 | 0.89036 | 1.1854 | 3.596 | 3.8637 | 6.3909 | 4.23
16 | 96500 | -0.051199 | 46.3793 | 0.0083593 | -39.6384 | -35.2584 | 7.3249 | 24.1623 | 14.9312 | 2.7237 | 3.2418 | 6.4519 | 1.7602 | 0.90479 | 1.1752 | 3.5856 | 3.8588 | 6.3892 | 4.2506
16 | 97000 | -0.056602 | 46.3538 | 0.016049 | -39.6351 | -35.2466 | 7.313 | 24.1411 | 14.94 | 2.7473 | 3.2301 | 6.4732 | 1.7482 | 0.90595 | 1.1865 | 3.5901 | 3.8744 | 6.3979 | 4.2207
16 | 97500 | -0.04527 | 46.354 | 0.0020526 | -39.6407 | -35.2273 | 7.328 | 24.1165 | 14.9192 | 2.7575 | 3.2398 | 6.4604 | 1.7292 | 0.91133 | 1.1694 | 3.5677 | 3.8858 | 6.4065 | 4.2658
16 | 98000 | -0.042479 | 46.3436 | -0.012218 | -39.652 | -35.2457 | 7.3544 | 24.1024 | 14.9336 | 2.753 | 3.2302 | 6.4723 | 1.7187 | 0.89631 | 1.1693 | 3.5714 | 3.8881 | 6.4239 | 4.295
16 | 98500 | -0.043464 | 46.3193 | -0.044339 | -39.5925 | -35.2538 | 7.3863 | 24.1019 | 14.9177 | 2.7522 | 3.1865 | 6.4832 | 1.7375 | 0.89815 | 1.1777 | 3.5526 | 3.8867 | 6.4481 | 4.2864
16 | 99000 | -0.022716 | 46.3178 | -0.034102 | -39.6163 | -35.2647 | 7.3932 | 24.1425 | 14.9309 | 2.7704 | 3.2049 | 6.4471 | 1.7473 | 0.90282 | 1.1572 | 3.5471 | 3.8713 | 6.4067 | 4.2987
16 | 99500 | -0.022835 | 46.3274 | -0.023101 | -39.6146 | -35.2514 | 7.3839 | 24.123 | 14.9716 | 2.7367 | 3.2174 | 6.432 | 1.7597 | 0.90787 | 1.164 | 3.5099 | 3.8755 | 6.4179 | 4.2851
16 | 100000 | -0.040164 | 46.3025 | -0.025897 | -39.5973 | -35.2298 | 7.41 | 24.092 | 14.9761 | 2.7405 | 3.2069 | 6.4225 | 1.7847 | 0.89925 | 1.1785 | 3.5038 | 3.8813 | 6.3772 | 4.3179
17 | 100 | 0.36597 | 65.6727 | -14.3329 | -7.4867 | -43.706 | -4.657 | 56.2001 | 17.1169 | 1.2625 | -4.6329 | 7.7733 | 6.6983 | -12.1903 | 6.6117 | 10.3867 | 19.9275 | 2.155 | 0.83276
17 | 500 | -2.9166 | 57.679 | -5.0769 | -9.9552 | -41.4056 | 13.2088 | 39.0183 | 26.4933 | 3.4919 | -2.2001 | 11.3142 | 5.6066 | 1.994 | 5.3608 | 6.2799 | 11.085 | -9.956 | -2.0238
17 | 1000 | -2.3905 | 60.2171 | 0.35674 | -7.9319 | -37.4592 | 8.631 | 33.7979 | 23.2885 | 0.14364 | -1.1899 | 12.8662 | 2.7797 | 3.4797 | 3.3325 | 9.1943 | 10.2943 | -7.1258 | -4.2868
17 | 1500 | -2.8764 | 58.9991 | 1.9168 | -6.8274 | -38.3155 | 7.4362 | 35.4387 | 19.2284 | 3.1032 | 2.5722 | 12.6483 | 2.9541 | 4.0107 | 1.3804 | 7.0722 | 11.2044 | -6.7999 | -5.1479
17 | 2000 | -4.0957 | 57.7745 | 0.32394 | -5.9942 | -38.9808 | 6.7404 | 35.0042 | 20.9978 | 2.9363 | 5.1177 | 12.1352 | 4.3272 | 4.7014 | 1.7616 | 9.0258 | 8.7003 | -7.079 | -5.3992
17 | 2500 | -2.9977 | 57.2404 | -0.12671 | -6.1341 | -39.8836 | 7.9884 | 36.2993 | 18.7414 | 2.9217 | 4.6748 | 12.2289 | 4.9392 | 3.2917 | 1.8313 | 9.2672 | 7.6135 | -6.2229 | -3.6754
17 | 3000 | -3.0215 | 57.884 | -0.33764 | -6.2865 | -39.5277 | 7.4964 | 36.7236 | 18.2696 | 3.5453 | 4.6155 | 11.7944 | 5.036 | 2.8086 | 1.6697 | 9.3022 | 7.7619 | -4.7438 | -4.9926
17 | 3500 | -2.3939 | 57.4926 | 0.88827 | -5.9752 | -39.0152 | 7.1651 | 37.1941 | 17.9221 | 2.6176 | 4.2949 | 12.5295 | 4.4368 | 2.4638 | 2.0691 | 8.442 | 6.4536 | -4.8167 | -3.7711
17 | 4000 | -1.6456 | 57.7899 | 0.66805 | -5.7047 | -39.2847 | 7.882 | 35.4642 | 17.6913 | 2.3644 | 5.0717 | 13.0834 | 4.5373 | 2.5414 | 2.53 | 7.4663 | 7.6184 | -5.4515 | -4.6242
17 | 4500 | -1.5476 | 57.7626 | -0.054751 | -5.5565 | -39.1353 | 7.3774 | 35.1294 | 17.9767 | 2.0668 | 5.2388 | 13.2218 | 4.944 | 2.7706 | 2.2915 | 7.9194 | 7.8527 | -5.8316 | -4.4284
17 | 5000 | -1.5978 | 57.6465 | -0.21194 | -5.8717 | -39.0502 | 7.2344 | 35.6397 | 18.3175 | 1.9011 | 5.6223 | 12.1488 | 5.9131 | 2.8194 | 2.5516 | 7.8715 | 7.6863 | -5.9211 | -4.7018
17 | 5500 | -2.1325 | 58.2353 | 0.11327 | -6.3458 | -38.8952 | 7.5723 | 34.3989 | 18.3169 | 2.1963 | 5.8784 | 12.0491 | 6.2821 | 2.5543 | 3.2875 | 7.1399 | 8.3719 | -6.5266 | -4.4987
17 | 6000 | -2.1035 | 57.9376 | -0.19851 | -6.1102 | -38.7928 | 7.5368 | 35.019 | 18.2877 | 2.8501 | 5.722 | 12.5078 | 5.9363 | 2.2658 | 3.3833 | 7.286 | 7.6249 | -6.6113 | -4.5433
17 | 6500 | -1.5576 | 58.2656 | -0.33358 | -6.5446 | -38.5345 | 8.0906 | 35.4699 | 18.184 | 2.664 | 5.4117 | 12.4071 | 6.0001 | 2.2045 | 3.3922 | 7.5209 | 7.4287 | -7.1035 | -4.9678
17 | 7000 | -1.6033 | 57.8384 | 0.31884 | -6.8855 | -37.918 | 8.0113 | 35.2732 | 18.2105 | 2.5165 | 5.8168 | 12.1692 | 6.3099 | 1.6999 | 3.294 | 7.4103 | 7.7336 | -7.5472 | -4.6508
17 | 7500 | -1.6001 | 58.0327 | 0.32074 | -6.5832 | -38.3617 | 8.2943 | 35.4431 | 17.9022 | 2.6 | 5.8553 | 11.8745 | 6.6671 | 1.3615 | 3.3623 | 6.7683 | 7.9843 | -7.1782 | -4.7456
17 | 8000 | -1.6235 | 58.094 | 0.33239 | -6.869 | -37.8722 | 8.7191 | 35.3343 | 17.4272 | 2.6184 | 5.934 | 11.8592 | 6.5237 | 1.0185 | 3.2048 | 6.6398 | 8.2129 | -6.6098 | -4.9461
17 | 8500 | -1.3167 | 57.5826 | 0.41944 | -6.6317 | -37.8324 | 8.8271 | 35.3625 | 17.5062 | 2.8671 | 5.967 | 11.8611 | 6.3406 | 0.98187 | 3.2081 | 6.391 | 8.05 | -6.7321 | -4.8542
17 | 9000 | -1.152 | 57.763 | 0.41569 | -6.4053 | -37.872 | 8.6596 | 35.592 | 16.9405 | 3.099 | 5.953 | 12.0037 | 6.0104 | 0.8708 | 3.2861 | 6.333 | 7.8509 | -6.4103 | -4.9406
17 | 9500 | -1.244 | 57.9366 | 0.15079 | -6.4643 | -37.1839 | 8.5246 | 35.2835 | 16.8084 | 2.7682 | 5.9037 | 11.6454 | 5.922 | 1.345 | 3.3005 | 6.3815 | 7.7396 | -6.4803 | -4.3398
17 | 10000 | -1.3129 | 57.4899 | 0.37374 | -6.5638 | -37.2731 | 8.4707 | 35.0572 | 16.9696 | 2.9715 | 6.1694 | 11.5202 | 5.6815 | 1.1807 | 3.3529 | 6.5849 | 7.6301 | -5.953 | -4.3521
17 | 10500 | -1.3142 | 57.3093 | 0.50007 | -6.219 | -37.6369 | 8.2245 | 35.2411 | 17.3348 | 2.6277 | 6.1409 | 11.2957 | 5.8934 | 1.6381 | 3.288 | 6.6387 | 7.7243 | -5.7529 | -4.936
17 | 11000 | -1.1859 | 57.0414 | 0.40235 | -6.3154 | -37.642 | 8.4272 | 35.3839 | 17.5241 | 2.4245 | 6.3793 | 11.0395 | 5.3407 | 1.735 | 3.4371 | 6.6735 | 7.9891 | -5.4721 | -5.1847
17 | 11500 | -1.0574 | 56.7382 | 0.33429 | -6.1854 | -37.2368 | 8.6123 | 35.0648 | 17.7961 | 2.1007 | 6.0434 | 11.2541 | 5.5751 | 1.7014 | 3.3192 | 6.8419 | 8.178 | -5.6827 | -5.3997
17 | 12000 | -0.99941 | 56.5214 | 0.17762 | -6.4104 | -37.7224 | 8.6972 | 35.3221 | 18.0831 | 2.0991 | 5.7249 | 11.4708 | 5.6101 | 1.6345 | 3.3555 | 7.2403 | 8.1071 | -5.4562 | -5.4579
17 | 12500 | -1.0944 | 56.7536 | 0.010415 | -6.412 | -37.7183 | 8.4753 | 35.3487 | 17.8529 | 2.1973 | 5.9902 | 11.6811 | 5.6538 | 1.4018 | 3.4469 | 7.1049 | 8.3289 | -5.6167 | -5.4068
17 | 13000 | -1.0348 | 56.8133 | -0.0018683 | -6.3609 | -37.817 | 8.2066 | 35.5032 | 17.8738 | 2.3912 | 5.9691 | 11.5937 | 5.569 | 1.3656 | 3.3575 | 7.1723 | 8.4164 | -5.9902 | -5.0295
17 | 13500 | -1.0109 | 56.6072 | 0.014556 | -6.4261 | -38.1101 | 8.1403 | 35.7693 | 18.1377 | 2.5968 | 5.9126 | 11.5132 | 5.8246 | 1.343 | 2.8637 | 7.1546 | 8.4022 | -5.7829 | -4.9521
17 | 14000 | -1.0116 | 56.5085 | -0.042975 | -6.3739 | -38.0712 | 8.3179 | 35.6506 | 18.4378 | 2.5053 | 6.0302 | 11.3521 | 5.7789 | 1.345 | 2.7907 | 7.1439 | 8.3313 | -6.0463 | -4.6487
17 | 14500 | -1.037 | 56.4464 | -0.11413 | -6.5421 | -38.1354 | 8.4221 | 35.7781 | 18.3825 | 2.5564 | 6.1789 | 11.2658 | 5.7908 | 1.3953 | 2.7261 | 7.2597 | 8.4098 | -6.2159 | -4.5701
17 | 15000 | -0.90578 | 56.407 | -0.10949 | -6.6202 | -38.1365 | 8.676 | 35.7105 | 18.1929 | 2.4706 | 6.0204 | 11.2588 | 5.7473 | 1.4942 | 2.6687 | 7.3 | 8.297 | -6.0593 | -4.4147
17 | 15500 | -0.75978 | 56.7461 | -0.20453 | -6.7738 | -37.9087 | 8.4778 | 35.5212 | 18.0898 | 2.5828 | 5.8935 | 11.0507 | 5.5889 | 1.8281 | 2.5771 | 7.3856 | 7.7833 | -5.6995 | -4.1808
17 | 16000 | -0.85829 | 56.9541 | -0.16154 | -6.6921 | -37.9427 | 8.258 | 35.2697 | 18.3162 | 2.6085 | 6.0883 | 11.13 | 5.5401 | 1.9347 | 2.6904 | 7.427 | 7.7177 | -6.1747 | -4.1079
17 | 16500 | -0.94852 | 57.013 | -0.02096 | -6.8814 | -37.8736 | 8.3476 | 35.5282 | 18.3094 | 2.6216 | 6.082 | 10.942 | 5.6 | 1.8513 | 2.8065 | 7.3633 | 7.5824 | -6.0892 | -4.2362
17 | 17000 | -1.0955 | 57.1649 | -0.16191 | -7.0372 | -37.8788 | 8.3308 | 35.7673 | 18.4438 | 2.7347 | 6.0312 | 10.9319 | 5.4438 | 1.9911 | 2.7297 | 7.3554 | 7.7785 | -6.2718 | -4.2604
17 | 17500 | -1.2496 | 57.6455 | -0.21577 | -6.9853 | -37.7908 | 8.0662 | 35.4392 | 18.4165 | 2.7385 | 6.1563 | 11.0388 | 5.4924 | 1.9147 | 2.7131 | 7.2848 | 7.7876 | -6.4409 | -4.0137
17 | 18000 | -1.129 | 57.7841 | -0.21816 | -7.0523 | -37.8625 | 8.1665 | 35.4017 | 18.2578 | 2.6463 | 6.0056 | 11.065 | 5.4333 | 2.0476 | 2.9596 | 7.1361 | 7.6349 | -6.1401 | -4.1389
17 | 18500 | -1.1818 | 57.6129 | -0.25523 | -6.9041 | -37.8992 | 8.261 | 35.4068 | 18.4376 | 2.7584 | 5.8417 | 11.094 | 5.4181 | 2.0506 | 3.0163 | 7.2557 | 7.8197 | -6.4953 | -4.2395
17 | 19000 | -0.94145 | 57.555 | -0.30486 | -6.7671 | -37.8883 | 8.1597 | 35.4359 | 18.492 | 2.652 | 5.778 | 10.8473 | 5.4984 | 2.246 | 3.0596 | 7.0822 | 8.0332 | -6.5761 | -4.3639
17 | 19500 | -0.9158 | 57.7411 | -0.41701 | -6.8536 | -37.8053 | 8.0894 | 35.343 | 18.2921 | 2.8573 | 5.7004 | 10.7318 | 5.51 | 2.3011 | 3.0419 | 7.2359 | 8.0497 | -6.5185 | -4.3859
17 | 20000 | -0.97078 | 57.7527 | -0.45028 | -6.81 | -37.8093 | 8.014 | 35.6737 | 18.0774 | 2.9264 | 5.9777 | 10.7569 | 5.3923 | 2.4073 | 2.88 | 7.4357 | 8.136 | -6.7297 | -4.6623
17 | 20500 | -0.85115 | 57.7819 | -0.35475 | -6.7434 | -37.8041 | 8.157 | 35.5364 | 18.0964 | 2.7364 | 5.8577 | 10.8112 | 5.2897 | 2.2113 | 2.9112 | 7.4083 | 8.1232 | -6.5069 | -4.6629
17 | 21000 | -0.80572 | 57.7265 | -0.28148 | -6.6305 | -37.7386 | 7.931 | 35.5367 | 18.1777 | 2.7296 | 5.8632 | 10.8127 | 5.2593 | 2.1269 | 2.8948 | 7.3745 | 8.1288 | -6.2714 | -4.8364
17 | 21500 | -0.87653 | 57.6222 | -0.2874 | -6.5252 | -37.6471 | 7.888 | 35.3431 | 18.2781 | 2.6638 | 5.8568 | 10.8386 | 5.2381 | 1.996 | 3.0119 | 7.4252 | 8.1428 | -6.1859 | -4.7848
17 | 22000 | -0.86358 | 57.5326 | -0.17814 | -6.5258 | -37.7995 | 7.8411 | 35.2662 | 18.2968 | 2.8588 | 5.8704 | 10.8415 | 5.2323 | 2.0158 | 3.0338 | 7.3701 | 8.2645 | -6.1263 | -4.933
17 | 22500 | -0.86731 | 57.5747 | -0.39808 | -6.6231 | -37.6547 | 7.8242 | 35.2898 | 18.2963 | 2.8574 | 6.0691 | 10.7727 | 5.1364 | 2.1339 | 3.0351 | 7.3261 | 8.2468 | -6.1315 | -4.8904
17 | 23000 | -0.98391 | 57.5399 | -0.1513 | -6.6201 | -37.6393 | 7.8678 | 35.3733 | 18.2047 | 2.9984 | 5.8375 | 10.9535 | 5.2162 | 2.0743 | 3.0369 | 7.1113 | 8.2938 | -6.3326 | -4.7827
17 | 23500 | -0.98749 | 57.5108 | -0.25127 | -6.6368 | -37.5943 | 7.9411 | 35.2691 | 18.2417 | 3.0948 | 5.9546 | 10.9239 | 5.1647 | 2.104 | 2.9981 | 7.1703 | 8.2258 | -6.2633 | -4.8681
17 | 24000 | -1.085 | 57.6577 | -0.16697 | -6.6269 | -37.7047 | 7.9946 | 35.2523 | 18.221 | 3.075 | 5.9485 | 10.9081 | 5.2207 | 2.1072 | 3.0913 | 7.1711 | 8.1423 | -6.2075 | -5.001
17 | 24500 | -1.1686 | 57.7485 | -0.17396 | -6.5804 | -37.6213 | 7.9703 | 35.2263 | 18.194 | 3.0094 | 6.091 | 10.8831 | 5.1804 | 1.9274 | 3.0721 | 7.1937 | 8.211 | -6.0304 | -5.135
17 | 25000 | -1.1728 | 57.7795 | -0.18633 | -6.5095 | -37.7084 | 7.949 | 35.4396 | 18.0519 | 3.0653 | 6.1298 | 10.8235 | 5.2328 | 1.8892 | 3.1578 | 7.0963 | 8.2464 | -6.0804 | -5.2061
17 | 25500 | -1.1167 | 57.7334 | -0.17649 | -6.3858 | -37.5712 | 7.9007 | 35.4563 | 18.0507 | 3.0884 | 6.1279 | 10.7709 | 5.1878 | 1.944 | 3.1205 | 7.05 | 8.1582 | -6.089 | -5.252
17 | 26000 | -1.0947 | 57.7542 | -0.1198 | -6.3808 | -37.5645 | 7.8455 | 35.186 | 18.0473 | 3.2295 | 6.1651 | 10.8342 | 5.1257 | 2.0819 | 3.0811 | 6.9462 | 8.2026 | -6.2491 | -5.093
17 | 26500 | -1.1639 | 57.6415 | -0.19307 | -6.4166 | -37.5659 | 7.8999 | 35.2281 | 17.9986 | 3.2573 | 6.2208 | 10.8732 | 5.1587 | 2.1132 | 2.9866 | 6.9677 | 8.2347 | -6.3572 | -4.8859
17 | 27000 | -1.1223 | 57.7541 | -0.1264 | -6.3519 | -37.4781 | 7.8104 | 35.1855 | 17.978 | 3.2427 | 6.1694 | 10.9654 | 5.2174 | 2.0281 | 2.9663 | 6.9281 | 8.251 | -6.343 | -5.0772
17 | 27500 | -0.97352 | 57.7321 | -0.15969 | -6.3596 | -37.5541 | 7.6795 | 35.3485 | 17.9445 | 3.2178 | 6.2388 | 10.9155 | 5.1739 | 2.0228 | 2.9694 | 6.9065 | 8.2774 | -6.4285 | -4.9537
17 | 28000 | -0.93158 | 57.7131 | 0.031216 | -6.3348 | -37.4388 | 7.6995 | 35.3172 | 17.7696 | 3.3452 | 6.1901 | 10.9008 | 5.1124 | 2.0263 | 2.9501 | 6.9391 | 8.1452 | -6.5111 | -4.9258
17 | 28500 | -0.8986 | 57.6969 | 0.00079512 | -6.4094 | -37.3366 | 7.7494 | 35.3632 | 17.8621 | 3.3359 | 6.2212 | 10.9012 | 5.0073 | 2.0003 | 3.1024 | 6.8668 | 8.1726 | -6.8569 | -4.7809
17 | 29000 | -0.87377 | 57.8281 | 0.022162 | -6.3736 | -37.4573 | 7.8429 | 35.1156 | 18.0306 | 3.3704 | 6.2261 | 11.0093 | 4.9752 | 1.9788 | 3.0415 | 6.9155 | 8.2245 | -6.8923 | -4.9862
17 | 29500 | -0.81102 | 57.9695 | 0.029588 | -6.2606 | -37.4036 | 7.8265 | 35.0652 | 18.0745 | 3.3439 | 6.1335 | 10.9256 | 4.8381 | 1.9627 | 2.903 | 6.8507 | 8.25 | -6.8117 | -4.8884
17 | 30000 | -0.80191 | 57.9086 | 0.029716 | -6.22 | -37.4467 | 7.8597 | 35.076 | 18.0924 | 3.3264 | 6.1641 | 10.9329 | 4.7527 | 1.8718 | 2.9531 | 6.9114 | 8.2766 | -6.9078 | -4.7815
17 | 30500 | -0.78387 | 58.0454 | 0.039093 | -6.1849 | -37.3666 | 7.9702 | 35.0926 | 18.0568 | 3.2422 | 6.1316 | 10.893 | 4.6604 | 1.8811 | 2.9975 | 6.8707 | 8.2533 | -6.8894 | -4.9116
17 | 31000 | -0.82151 | 58.0799 | 0.087664 | -6.2291 | -37.3746 | 7.9995 | 35.0676 | 17.96 | 3.1832 | 6.1672 | 10.8897 | 4.6643 | 1.8369 | 3.0946 | 6.7697 | 8.3112 | -6.8285 | -4.8603
17 | 31500 | -0.72206 | 58.1862 | 0.11852 | -6.2889 | -37.3633 | 8.0392 | 34.9855 | 17.9551 | 3.1869 | 6.0856 | 10.9509 | 4.7976 | 1.8542 | 3.0536 | 6.776 | 8.2552 | -6.9219 | -4.9508
17 | 32000 | -0.68479 | 58.0689 | 0.16958 | -6.2658 | -37.4073 | 8.0182 | 35.0535 | 18.027 | 2.9613 | 6.0521 | 11.0265 | 4.8324 | 1.8258 | 3.1285 | 6.745 | 8.3007 | -6.8623 | -4.9917
17 | 32500 | -0.67196 | 58.0349 | 0.18988 | -6.3354 | -37.4896 | 8.0187 | 35.0561 | 18.0155 | 3.006 | 6.1268 | 11.0446 | 4.9088 | 1.9548 | 3.1222 | 6.6313 | 8.2809 | -6.8958 | -5.0002
17 | 33000 | -0.68889 | 57.9407 | 0.1246 | -6.3068 | -37.549 | 8.0772 | 35.0136 | 18.1585 | 2.9809 | 6.2161 | 11.0273 | 4.8565 | 2.0631 | 3.1509 | 6.4723 | 8.1924 | -6.7874 | -4.9444
17 | 33500 | -0.7302 | 57.8319 | 0.14509 | -6.3511 | -37.4937 | 8.0381 | 35.0916 | 18.0602 | 3.116 | 6.323 | 11.0298 | 4.9746 | 2.137 | 3.059 | 6.4831 | 8.1573 | -6.8399 | -5.0344
17 | 34000 | -0.65718 | 57.7822 | 0.14121 | -6.3266 | -37.5025 | 8.027 | 35.077 | 18.0522 | 3.0112 | 6.3135 | 11.1366 | 5.0021 | 2.1055 | 2.9413 | 6.5517 | 8.174 | -6.8341 | -4.9976
17 | 34500 | -0.73761 | 57.8582 | 0.14003 | -6.318 | -37.4444 | 8.0155 | 34.9448 | 18.0388 | 2.8957 | 6.3541 | 11.0598 | 5.0468 | 2.2282 | 2.9135 | 6.4794 | 8.219 | -6.8563 | -4.84
17 | 35000 | -0.72328 | 57.8878 | 0.2031 | -6.2689 | -37.4412 | 8.0972 | 34.8858 | 18.0107 | 2.8223 | 6.3763 | 11.0062 | 4.9562 | 2.2065 | 2.8961 | 6.566 | 8.1757 | -6.8696 | -4.7891
17 | 35500 | -0.66312 | 57.8548 | 0.2298 | -6.3501 | -37.5231 | 8.0874 | 34.8923 | 17.9879 | 2.8856 | 6.3924 | 11.0515 | 4.9174 | 2.2628 | 2.8702 | 6.5608 | 8.1426 | -6.7836 | -4.8178
17 | 36000 | -0.66849 | 57.8444 | 0.27955 | -6.4018 | -37.5495 | 8.1807 | 34.9448 | 18.1624 | 2.8475 | 6.3151 | 11.0443 | 4.858 | 2.3345 | 2.7872 | 6.6345 | 8.1064 | -6.7454 | -4.9766
17 | 36500 | -0.67961 | 57.8612 | 0.2627 | -6.376 | -37.5024 | 8.1178 | 35.0553 | 18.126 | 2.9023 | 6.3031 | 11.0781 | 4.8374 | 2.261 | 2.7671 | 6.6248 | 8.1983 | -6.7945 | -5.045
17 | 37000 | -0.6285 | 57.799 | 0.24736 | -6.4166 | -37.5644 | 8.1506 | 35.0407 | 18.1606 | 2.8592 | 6.3429 | 11.1458 | 4.8817 | 2.3441 | 2.8144 | 6.5179 | 8.2415 | -6.8196 | -5.1192
17 | 37500 | -0.67525 | 57.8284 | 0.23216 | -6.3698 | -37.5949 | 8.1711 | 34.9784 | 18.1272 | 2.8505 | 6.4528 | 11.1127 | 4.8514 | 2.3896 | 2.7816 | 6.5217 | 8.2641 | -6.8 | -5.124
17 | 38000 | -0.81855 | 57.8718 | 0.19634 | -6.3806 | -37.5076 | 8.1878 | 34.9241 | 18.2681 | 2.744 | 6.4285 | 11.0989 | 4.9353 | 2.3383 | 2.6899 | 6.4972 | 8.32 | -6.755 | -5.0408
17 | 38500 | -0.82998 | 57.8356 | 0.2231 | -6.3824 | -37.494 | 8.2707 | 34.9625 | 18.2631 | 2.8081 | 6.3604 | 11.1177 | 4.8706 | 2.2669 | 2.6818 | 6.5207 | 8.3357 | -6.7028 | -5.1102
17 | 39000 | -0.86854 | 57.8255 | 0.22775 | -6.4306 | -37.4206 | 8.2537 | 34.9669 | 18.3264 | 2.739 | 6.2791 | 11.1624 | 4.9012 | 2.216 | 2.7176 | 6.5116 | 8.3737 | -6.7853 | -4.9981
17 | 39500 | -0.86938 | 57.9603 | 0.22079 | -6.4281 | -37.311 | 8.2896 | 34.9699 | 18.3468 | 2.7676 | 6.1305 | 11.1272 | 4.9768 | 2.1046 | 2.8429 | 6.5161 | 8.2813 | -6.7859 | -5.1425
17 | 40000 | -0.7869 | 58.0367 | 0.2372 | -6.5252 | -37.3768 | 8.3313 | 34.937 | 18.3519 | 2.7635 | 6.0803 | 11.1544 | 4.9889 | 2.0423 | 2.8943 | 6.5306 | 8.2692 | -6.7381 | -5.193
17 | 40500 | -0.78992 | 58.0477 | 0.27336 | -6.5941 | -37.4196 | 8.2855 | 34.9178 | 18.3312 | 2.7916 | 5.9961 | 11.1283 | 5.0146 | 2.0292 | 2.8844 | 6.5728 | 8.2924 | -6.614 | -5.1498
17 | 41000 | -0.71938 | 58.0279 | 0.27227 | -6.5857 | -37.4045 | 8.2897 | 34.8728 | 18.2918 | 2.8544 | 6.0281 | 11.2361 | 4.9803 | 2.007 | 2.8775 | 6.555 | 8.2728 | -6.5752 | -5.2833
17 | 41500 | -0.71974 | 57.9639 | 0.25726 | -6.5711 | -37.3994 | 8.1521 | 34.938 | 18.2913 | 2.8814 | 6.0428 | 11.2579 | 4.9842 | 2.0074 | 2.8403 | 6.5797 | 8.2687 | -6.5609 | -5.2162
17 | 42000 | -0.65266 | 57.9679 | 0.23478 | -6.5642 | -37.4596 | 8.16 | 35.0506 | 18.2603 | 2.8071 | 5.9834 | 11.2558 | 5.014 | 2.0665 | 2.8393 | 6.5144 | 8.2634 | -6.5536 | -5.1898
17 | 42500 | -0.6917 | 58.0448 | 0.17209 | -6.4807 | -37.4701 | 8.1501 | 34.942 | 18.2954 | 2.7678 | 5.9657 | 11.2161 | 4.986 | 2.0862 | 2.8707 | 6.4838 | 8.3201 | -6.5101 | -5.1507
17 | 43000 | -0.71345 | 58.1011 | 0.144 | -6.489 | -37.4157 | 8.1962 | 34.9083 | 18.3029 | 2.7569 | 5.9471 | 11.1791 | 5.0624 | 2.0143 | 2.8896 | 6.4531 | 8.3027 | -6.5401 | -5.1018
17 | 43500 | -0.709 | 58.0807 | 0.087343 | -6.4372 | -37.3683 | 8.2104 | 34.9379 | 18.3565 | 2.7176 | 5.8886 | 11.1509 | 4.9939 | 2.0731 | 2.8743 | 6.4889 | 8.3139 | -6.5862 | -5.0759
17 | 44000 | -0.74845 | 58.0715 | 0.078933 | -6.417 | -37.3076 | 8.2293 | 34.9576 | 18.422 | 2.6825 | 5.8932 | 11.139 | 4.9892 | 2.0009 | 2.8223 | 6.5137 | 8.3552 | -6.4918 | -5.193
17 | 44500 | -0.66343 | 58.0045 | 0.12162 | -6.4728 | -37.2333 | 8.1894 | 34.9063 | 18.4172 | 2.7241 | 5.915 | 11.1665 | 5.0524 | 1.9799 | 2.7872 | 6.4581 | 8.3946 | -6.5355 | -5.2144
17 | 45000 | -0.66886 | 57.9912 | 0.048263 | -6.5196 | -37.2526 | 8.1637 | 34.9471 | 18.3745 | 2.7909 | 5.9127 | 11.1299 | 5.1212 | 2.0134 | 2.873 | 6.391 | 8.4412 | -6.5368 | -5.2227
17 | 45500 | -0.65982 | 57.956 | 0.058324 | -6.4829 | -37.3412 | 8.2971 | 34.994 | 18.4249 | 2.7781 | 5.9026 | 11.0649 | 5.2002 | 2.037 | 2.8489 | 6.4244 | 8.4435 | -6.6773 | -5.2712
17 | 46000 | -0.66314 | 57.8924 | 0.034515 | -6.4176 | -37.3271 | 8.3056 | 34.9036 | 18.4249 | 2.8232 | 5.8211 | 11.0678 | 5.2389 | 2.0807 | 2.8498 | 6.4475 | 8.5221 | -6.6726 | -5.3341
17 | 46500 | -0.72059 | 57.864 | 0.081834 | -6.3777 | -37.3317 | 8.3245 | 34.9248 | 18.4484 | 2.7751 | 5.8147 | 11.1697 | 5.2518 | 2.1334 | 2.8733 | 6.3469 | 8.5574 | -6.6904 | -5.4478
17 | 47000 | -0.7122 | 57.9581 | 0.094076 | -6.3472 | -37.3189 | 8.3322 | 34.9312 | 18.4059 | 2.7494 | 5.7394 | 11.1805 | 5.19 | 2.1378 | 2.8681 | 6.3337 | 8.602 | -6.7428 | -5.4038
17 | 47500 | -0.67376 | 58.032 | 0.13057 | -6.3208 | -37.2747 | 8.3278 | 34.9216 | 18.323 | 2.7446 | 5.7735 | 11.2055 | 5.1743 | 2.0819 | 2.8824 | 6.3478 | 8.5948 | -6.7599 | -5.513
17 | 48000 | -0.72304 | 58.0837 | 0.15152 | -6.3353 | -37.2594 | 8.3073 | 34.9447 | 18.2803 | 2.6642 | 5.7561 | 11.3082 | 5.1795 | 2.0819 | 2.8394 | 6.3332 | 8.6379 | -6.7395 | -5.5134
17 | 48500 | -0.77565 | 58.0597 | 0.15154 | -6.3346 | -37.3086 | 8.3894 | 34.927 | 18.2718 | 2.6966 | 5.6984 | 11.3555 | 5.1306 | 2.049 | 2.886 | 6.3905 | 8.6726 | -6.7601 | -5.502
17 | 49000 | -0.79466 | 58.0519 | 0.11229 | -6.357 | -37.3033 | 8.3226 | 34.9226 | 18.3346 | 2.7274 | 5.7364 | 11.4031 | 5.0686 | 2.0403 | 2.8407 | 6.365 | 8.7217 | -6.6817 | -5.5131
17 | 49500 | -0.76237 | 58.0387 | 0.11425 | -6.4451 | -37.2562 | 8.3014 | 34.9608 | 18.34 | 2.7753 | 5.6259 | 11.4602 | 5.0999 | 1.959 | 2.9038 | 6.4029 | 8.7431 | -6.7442 | -5.5198
17 | 50000 | -0.71057 | 58.0512 | 0.093979 | -6.4411 | -37.3274 | 8.2579 | 34.9718 | 18.3855 | 2.7283 | 5.6542 | 11.4142 | 5.1703 | 1.996 | 2.8641 | 6.396 | 8.7905 | -6.7714 | -5.5259
17 | 50500 | -0.77886 | 58.0359 | 0.053136 | -6.4484 | -37.3453 | 8.2262 | 34.8591 | 18.449 | 2.6794 | 5.6223 | 11.46 | 5.1126 | 2.1112 | 2.8219 | 6.4444 | 8.8645 | -6.7035 | -5.466
17 | 51000 | -0.79287 | 58.1291 | 0.09081 | -6.4836 | -37.3227 | 8.2478 | 34.7661 | 18.4656 | 2.6818 | 5.6095 | 11.4677 | 5.1231 | 2.0433 | 2.889 | 6.3551 | 8.8098 | -6.6661 | -5.4158
17 | 51500 | -0.77389 | 58.1036 | 0.036478 | -6.4606 | -37.3361 | 8.2677 | 34.7908 | 18.4722 | 2.6768 | 5.6052 | 11.4789 | 5.0718 | 2.0714 | 2.9094 | 6.3777 | 8.7352 | -6.6588 | -5.3703
17 | 52000 | -0.74822 | 58.0316 | 0.0022671 | -6.4764 | -37.3312 | 8.3068 | 34.8525 | 18.4427 | 2.6769 | 5.5683 | 11.4878 | 5.11 | 2.0865 | 2.8771 | 6.3668 | 8.7117 | -6.663 | -5.3048
17 | 52500 | -0.71615 | 57.9264 | -0.060772 | -6.4613 | -37.3662 | 8.3155 | 34.8431 | 18.4757 | 2.6783 | 5.6046 | 11.558 | 5.1352 | 2.0417 | 2.8969 | 6.4109 | 8.7321 | -6.6769 | -5.3395
17 | 53000 | -0.71862 | 58.0429 | -0.092188 | -6.4598 | -37.33 | 8.3662 | 34.783 | 18.4623 | 2.6817 | 5.629 | 11.5236 | 5.0899 | 2.0398 | 2.8878 | 6.3686 | 8.7688 | -6.7293 | -5.3161
17 | 53500 | -0.71246 | 58.085 | -0.022518 | -6.4584 | -37.2622 | 8.3362 | 34.6787 | 18.4116 | 2.6759 | 5.6591 | 11.5636 | 5.0696 | 2.0008 | 2.8408 | 6.3837 | 8.7918 | -6.771 | -5.2726
17 | 54000 | -0.68867 | 58.0767 | 0.030646 | -6.3667 | -37.2271 | 8.4023 | 34.6568 | 18.3675 | 2.7271 | 5.624 | 11.5337 | 5.0593 | 2.0236 | 2.7679 | 6.3393 | 8.7665 | -6.796 | -5.2994
17 | 54500 | -0.69957 | 58.1024 | 0.074126 | -6.3578 | -37.1925 | 8.3567 | 34.6209 | 18.3234 | 2.6886 | 5.6149 | 11.5554 | 5.0499 | 1.9924 | 2.8072 | 6.3297 | 8.7767 | -6.7805 | -5.2646
17 | 55000 | -0.65866 | 58.1424 | 0.065747 | -6.3629 | -37.169 | 8.3221 | 34.5903 | 18.4017 | 2.6938 | 5.5111 | 11.5125 | 5.0134 | 2.0036 | 2.7982 | 6.3558 | 8.7971 | -6.7469 | -5.2727
17 | 55500 | -0.67535 | 58.1817 | 0.014325 | -6.3637 | -37.1851 | 8.3512 | 34.5504 | 18.4053 | 2.6281 | 5.4686 | 11.5359 | 5.0535 | 2.0225 | 2.805 | 6.3656 | 8.7688 | -6.7116 | -5.2175
17 | 56000 | -0.67628 | 58.1782 | -0.0079248 | -6.3547 | -37.1575 | 8.3559 | 34.5505 | 18.363 | 2.6421 | 5.561 | 11.514 | 5.0742 | 2.0851 | 2.7767 | 6.3038 | 8.7801 | -6.6785 | -5.3119
17 | 56500 | -0.69371 | 58.1052 | 0.04934 | -6.3874 | -37.1729 | 8.3285 | 34.5118 | 18.3972 | 2.6826 | 5.5716 | 11.521 | 5.0425 | 2.1247 | 2.8456 | 6.2653 | 8.7611 | -6.6523 | -5.3026
17 | 57000 | -0.69208 | 58.1304 | 0.077259 | -6.3577 | -37.1784 | 8.3533 | 34.4662 | 18.3657 | 2.7434 | 5.5687 | 11.493 | 5.0391 | 2.1371 | 2.7657 | 6.2897 | 8.7879 | -6.6569 | -5.3348
17 | 57500 | -0.6754 | 58.1542 | 0.097588 | -6.324 | -37.1299 | 8.3307 | 34.3973 | 18.3941 | 2.7354 | 5.5877 | 11.4718 | 5.0119 | 2.1059 | 2.7511 | 6.3542 | 8.8142 | -6.7455 | -5.3338
17 | 58000 | -0.65786 | 58.1157 | 0.15439 | -6.3072 | -37.127 | 8.2953 | 34.3499 | 18.3855 | 2.7273 | 5.641 | 11.4731 | 5.0295 | 2.1199 | 2.7747 | 6.3042 | 8.8256 | -6.7561 | -5.3505
17 | 58500 | -0.65946 | 58.1415 | 0.17657 | -6.3326 | -37.0494 | 8.3275 | 34.2996 | 18.3084 | 2.688 | 5.645 | 11.4165 | 5.0344 | 2.2075 | 2.7415 | 6.2848 | 8.8108 | -6.7264 | -5.3167
17 | 59000 | -0.71599 | 58.1054 | 0.1621 | -6.3486 | -37.0901 | 8.36 | 34.36 | 18.2938 | 2.642 | 5.5812 | 11.4099 | 5.0602 | 2.2458 | 2.8065 | 6.287 | 8.8704 | -6.7283 | -5.3039
17 | 59500 | -0.7081 | 58.1304 | 0.12618 | -6.3124 | -37.0314 | 8.3233 | 34.3127 | 18.3003 | 2.6106 | 5.5875 | 11.4322 | 4.996 | 2.1777 | 2.8132 | 6.292 | 8.8567 | -6.6303 | -5.2792
17 | 60000 | -0.68036 | 58.0962 | 0.128 | -6.3188 | -37.0819 | 8.3638 | 34.3587 | 18.4027 | 2.613 | 5.5567 | 11.4096 | 5.0009 | 2.1557 | 2.7667 | 6.3075 | 8.8613 | -6.6621 | -5.28
17 | 60500 | -0.68791 | 58.0525 | 0.16652 | -6.3349 | -37.0739 | 8.3915 | 34.3358 | 18.3552 | 2.6367 | 5.5661 | 11.4409 | 4.9953 | 2.1379 | 2.7389 | 6.2992 | 8.8486 | -6.6219 | -5.2491
17 | 61000 | -0.67589 | 58.1071 | 0.12012 | -6.3465 | -37.0352 | 8.372 | 34.3608 | 18.3979 | 2.6648 | 5.5405 | 11.4727 | 4.9542 | 2.0896 | 2.7352 | 6.3102 | 8.8519 | -6.6453 | -5.2765
17 | 61500 | -0.68119 | 58.0648 | 0.11792 | -6.3278 | -37.0212 | 8.3936 | 34.3549 | 18.3666 | 2.7125 | 5.5589 | 11.4749 | 4.9418 | 2.0672 | 2.7071 | 6.2776 | 8.9044 | -6.6021 | -5.3124
17 | 62000 | -0.69206 | 58.0767 | 0.12203 | -6.3695 | -37.0586 | 8.3499 | 34.4005 | 18.3878 | 2.7651 | 5.5841 | 11.4534 | 4.949 | 2.0038 | 2.7613 | 6.3166 | 8.8566 | -6.5773 | -5.3319
17 | 62500 | -0.69073 | 58.1084 | 0.046031 | -6.4022 | -37.0653 | 8.3647 | 34.4166 | 18.4014 | 2.7381 | 5.6044 | 11.4221 | 4.9872 | 2.0034 | 2.7925 | 6.284 | 8.8609 | -6.5433 | -5.3306
17 | 63000 | -0.68349 | 58.0733 | 0.069199 | -6.3472 | -37.0837 | 8.3357 | 34.4702 | 18.3454 | 2.7546 | 5.6547 | 11.4312 | 5.0179 | 2.0123 | 2.8014 | 6.2353 | 8.8394 | -6.5544 | -5.3743
17 | 63500 | -0.68354 | 58.1133 | 0.046331 | -6.3425 | -37.0764 | 8.2672 | 34.469 | 18.3033 | 2.7483 | 5.6645 | 11.4629 | 5.0161 | 2.0386 | 2.761 | 6.2982 | 8.8021 | -6.5011 | -5.3899
17 | 64000 | -0.67373 | 58.122 | 0.022013 | -6.3422 | -37.0255 | 8.2615 | 34.4748 | 18.3252 | 2.7099 | 5.7009 | 11.4681 | 5.0597 | 2.0222 | 2.7494 | 6.3286 | 8.7852 | -6.5531 | -5.4376
17 | 64500 | -0.64304 | 58.1252 | 0.0033564 | -6.3447 | -37.0603 | 8.2139 | 34.4576 | 18.3417 | 2.7247 | 5.7293 | 11.4637 | 5.0419 | 2.0468 | 2.7926 | 6.2978 | 8.7926 | -6.5712 | -5.4144
17 | 65000 | -0.61646 | 58.1031 | -0.014062 | -6.3567 | -37.0901 | 8.2222 | 34.4961 | 18.3658 | 2.7297 | 5.7279 | 11.5132 | 5.0172 | 2.0235 | 2.7579 | 6.233 | 8.8262 | -6.5386 | -5.4025
17 | 65500 | -0.60007 | 58.0956 | 0.0026519 | -6.3127 | -37.0605 | 8.1946 | 34.4776 | 18.3416 | 2.7489 | 5.7416 | 11.4983 | 4.9911 | 2.0436 | 2.7471 | 6.243 | 8.7896 | -6.5648 | -5.3797
17 | 66000 | -0.59404 | 58.0772 | -0.010561 | -6.2987 | -37.0791 | 8.2191 | 34.4579 | 18.3503 | 2.7279 | 5.7489 | 11.5155 | 5.0323 | 2.0358 | 2.7534 | 6.2579 | 8.7911 | -6.5878 | -5.3996
17 | 66500 | -0.54163 | 58.1047 | 0.026938 | -6.284 | -37.1176 | 8.2381 | 34.4159 | 18.3765 | 2.7258 | 5.689 | 11.5708 | 5.0062 | 2.0747 | 2.7358 | 6.235 | 8.806 | -6.6422 | -5.4224
17 | 67000 | -0.53061 | 58.1595 | 0.0041876 | -6.2693 | -37.0675 | 8.2613 | 34.3537 | 18.3543 | 2.7476 | 5.6698 | 11.5196 | 4.9765 | 2.1097 | 2.7607 | 6.2323 | 8.7665 | -6.6157 | -5.4349
17 | 67500 | -0.51607 | 58.1965 | 0.014313 | -6.2522 | -37.0545 | 8.2068 | 34.3534 | 18.3367 | 2.8029 | 5.6517 | 11.4855 | 4.9795 | 2.1242 | 2.7157 | 6.2423 | 8.7461 | -6.5719 | -5.4633
17 | 68000 | -0.49934 | 58.1768 | 0.01091 | -6.3182 | -37.1148 | 8.2106 | 34.3718 | 18.3138 | 2.8587 | 5.6271 | 11.5134 | 4.9573 | 2.1586 | 2.7121 | 6.2835 | 8.7454 | -6.561 | -5.4492
17 | 68500 | -0.48971 | 58.2094 | -0.047489 | -6.3113 | -37.0605 | 8.1954 | 34.3339 | 18.3376 | 2.8849 | 5.5829 | 11.5037 | 4.9653 | 2.1814 | 2.6996 | 6.2525 | 8.7813 | -6.5587 | -5.4627
17 | 69000 | -0.47723 | 58.1894 | -0.087584 | -6.312 | -37.0992 | 8.1901 | 34.3221 | 18.3087 | 2.9296 | 5.5709 | 11.5067 | 4.9447 | 2.2083 | 2.7502 | 6.2378 | 8.8472 | -6.5549 | -5.4772
17 | 69500 | -0.49638 | 58.1316 | -0.062839 | -6.3215 | -37.1374 | 8.2074 | 34.3229 | 18.2967 | 2.9893 | 5.5197 | 11.5894 | 4.9077 | 2.1981 | 2.7865 | 6.2291 | 8.8956 | -6.5642 | -5.4941
17 | 70000 | -0.45607 | 58.1534 | -0.056189 | -6.3448 | -37.1461 | 8.1969 | 34.3847 | 18.2059 | 3.0102 | 5.456 | 11.5983 | 4.8938 | 2.1845 | 2.8176 | 6.2377 | 8.8716 | -6.5585 | -5.4514
17 | 70500 | -0.42427 | 58.1847 | -0.038391 | -6.3052 | -37.1535 | 8.2056 | 34.3529 | 18.1529 | 3.026 | 5.4305 | 11.5562 | 4.9061 | 2.1827 | 2.8694 | 6.2246 | 8.835 | -6.5739 | -5.434
17 | 71000 | -0.42644 | 58.1731 | -0.035425 | -6.3377 | -37.1808 | 8.201 | 34.3707 | 18.1474 | 3.0539 | 5.432 | 11.6295 | 4.8839 | 2.2049 | 2.8687 | 6.2083 | 8.863 | -6.651 | -5.4074
17 | 71500 | -0.41147 | 58.1277 | -0.061506 | -6.3286 | -37.247 | 8.2588 | 34.3666 | 18.2041 | 3.1 | 5.4239 | 11.658 | 4.8937 | 2.2289 | 2.8256 | 6.2731 | 8.8444 | -6.6787 | -5.48
17 | 72000 | -0.38906 | 58.1398 | -0.099015 | -6.3318 | -37.2442 | 8.26 | 34.3584 | 18.2104 | 3.0727 | 5.4457 | 11.6772 | 4.8715 | 2.2492 | 2.8352 | 6.2818 | 8.8272 | -6.6824 | -5.4852
17 | 72500 | -0.40986 | 58.071 | -0.063488 | -6.3665 | -37.2566 | 8.2568 | 34.4228 | 18.2021 | 3.0709 | 5.4439 | 11.6528 | 4.8689 | 2.2119 | 2.885 | 6.3104 | 8.8641 | -6.6813 | -5.4855
17 | 73000 | -0.42759 | 58.0672 | -0.052763 | -6.3643 | -37.263 | 8.3086 | 34.4226 | 18.2152 | 3.0281 | 5.5154 | 11.6596 | 4.8372 | 2.1928 | 2.8805 | 6.3074 | 8.7993 | -6.6896 | -5.4389
17 | 73500 | -0.42059 | 58.1033 | -0.051958 | -6.3353 | -37.2535 | 8.3205 | 34.4064 | 18.2022 | 3.0272 | 5.4915 | 11.6587 | 4.798 | 2.1964 | 2.8563 | 6.2941 | 8.8116 | -6.6536 | -5.4536
17 | 74000 | -0.44136 | 58.1146 | -0.044244 | -6.3156 | -37.2812 | 8.3236 | 34.4018 | 18.2226 | 3.0174 | 5.4732 | 11.6504 | 4.7697 | 2.173 | 2.854 | 6.2743 | 8.8519 | -6.645 | -5.4016
17 | 74500 | -0.43456 | 58.1353 | -0.051592 | -6.3444 | -37.3051 | 8.3248 | 34.3785 | 18.2034 | 3.0314 | 5.4945 | 11.6199 | 4.7587 | 2.1827 | 2.863 | 6.3011 | 8.8484 | -6.6249 | -5.3836
17 | 75000 | -0.40586 | 58.136 | -0.091679 | -6.3314 | -37.2667 | 8.3123 | 34.343 | 18.2145 | 2.9914 | 5.5017 | 11.6139 | 4.7535 | 2.231 | 2.881 | 6.3079 | 8.8993 | -6.6856 | -5.4067
17 | 75500 | -0.40943 | 58.1388 | -0.1319 | -6.3506 | -37.2877 | 8.3565 | 34.3284 | 18.2144 | 3.0354 | 5.5062 | 11.6012 | 4.7718 | 2.191 | 2.8332 | 6.3437 | 8.9488 | -6.6962 | -5.3959
17 | 76000 | -0.34885 | 58.0932 | -0.1431 | -6.3694 | -37.3132 | 8.357 | 34.3748 | 18.2238 | 3.0041 | 5.4545 | 11.6463 | 4.7696 | 2.2106 | 2.8474 | 6.311 | 8.9001 | -6.5927 | -5.4277
17 | 76500 | -0.35038 | 58.1132 | -0.094359 | -6.369 | -37.3238 | 8.3623 | 34.3301 | 18.2699 | 2.9838 | 5.4041 | 11.6251 | 4.7595 | 2.216 | 2.8358 | 6.329 | 8.8979 | -6.5782 | -5.4134
17 | 77000 | -0.37824 | 58.126 | -0.09552 | -6.3992 | -37.3039 | 8.3739 | 34.3234 | 18.2788 | 3.0047 | 5.4097 | 11.5944 | 4.7363 | 2.2572 | 2.8071 | 6.33 | 8.9146 | -6.5537 | -5.428
17 | 77500 | -0.41408 | 58.1433 | -0.057017 | -6.4215 | -37.2486 | 8.3309 | 34.2587 | 18.3443 | 3.0084 | 5.4072 | 11.6173 | 4.7438 | 2.2283 | 2.8119 | 6.3454 | 8.8836 | -6.5293 | -5.4549
17 | 78000 | -0.42331 | 58.1524 | -0.06631 | -6.3874 | -37.2378 | 8.2968 | 34.2363 | 18.3147 | 2.9611 | 5.4055 | 11.6102 | 4.7574 | 2.2417 | 2.829 | 6.3701 | 8.8962 | -6.4264 | -5.5325
17 | 78500 | -0.44088 | 58.1553 | -0.066411 | -6.3827 | -37.2277 | 8.3393 | 34.2112 | 18.2885 | 2.9685 | 5.3976 | 11.6387 | 4.7924 | 2.2692 | 2.8371 | 6.3818 | 8.9171 | -6.5064 | -5.5751
17 | 79000 | -0.43055 | 58.1558 | -0.06673 | -6.3754 | -37.1981 | 8.2835 | 34.22 | 18.2783 | 2.9772 | 5.3962 | 11.6504 | 4.8178 | 2.2897 | 2.825 | 6.4013 | 8.9115 | -6.5562 | -5.5821
17 | 79500 | -0.38313 | 58.1726 | -0.058975 | -6.3718 | -37.2092 | 8.318 | 34.2039 | 18.2554 | 2.9621 | 5.3645 | 11.6573 | 4.8491 | 2.2773 | 2.8467 | 6.3589 | 8.9112 | -6.5303 | -5.626
17 | 80000 | -0.35479 | 58.2104 | -0.098373 | -6.3472 | -37.2289 | 8.3196 | 34.197 | 18.2566 | 2.9545 | 5.3568 | 11.6752 | 4.8368 | 2.2536 | 2.8456 | 6.3185 | 8.919 | -6.542 | -5.5747
17 | 80500 | -0.36197 | 58.1977 | -0.10975 | -6.3038 | -37.2365 | 8.3271 | 34.1789 | 18.2584 | 2.9525 | 5.3662 | 11.6925 | 4.8263 | 2.2086 | 2.873 | 6.304 | 8.9155 | -6.594 | -5.497
17 | 81000 | -0.36692 | 58.2138 | -0.11789 | -6.3155 | -37.2129 | 8.3329 | 34.1755 | 18.2764 | 2.978 | 5.3402 | 11.6766 | 4.8134 | 2.2052 | 2.883 | 6.3083 | 8.9179 | -6.582 | -5.5284
17 | 81500 | -0.33783 | 58.2203 | -0.1126 | -6.339 | -37.2157 | 8.3132 | 34.2033 | 18.2582 | 2.9664 | 5.3089 | 11.6578 | 4.8096 | 2.2235 | 2.9089 | 6.2666 | 8.9142 | -6.5227 | -5.5256
17 | 82000 | -0.32236 | 58.2504 | -0.12811 | -6.304 | -37.1652 | 8.2841 | 34.1681 | 18.2825 | 2.9449 | 5.3023 | 11.6616 | 4.832 | 2.2115 | 2.9174 | 6.2343 | 8.9203 | -6.5472 | -5.5451
17 | 82500 | -0.2941 | 58.2487 | -0.14718 | -6.2991 | -37.1584 | 8.281 | 34.1498 | 18.3011 | 2.9534 | 5.3532 | 11.6837 | 4.8679 | 2.2075 | 2.8718 | 6.2266 | 8.9172 | -6.5652 | -5.6002
17 | 83000 | -0.27112 | 58.2086 | -0.15418 | -6.2765 | -37.1607 | 8.2882 | 34.111 | 18.3012 | 2.9595 | 5.4035 | 11.6814 | 4.8865 | 2.1923 | 2.8662 | 6.2422 | 8.9034 | -6.5762 | -5.6078
17 | 83500 | -0.24245 | 58.1989 | -0.11469 | -6.2363 | -37.1752 | 8.2387 | 34.1695 | 18.3345 | 2.9516 | 5.4026 | 11.6785 | 4.8805 | 2.1702 | 2.89 | 6.1997 | 8.8456 | -6.5729 | -5.6211
17 | 84000 | -0.26686 | 58.2048 | -0.080114 | -6.2736 | -37.1889 | 8.2376 | 34.2071 | 18.333 | 2.9339 | 5.4379 | 11.6818 | 4.9022 | 2.1396 | 2.9026 | 6.1919 | 8.8309 | -6.5991 | -5.5972
17 | 84500 | -0.23979 | 58.255 | -0.091448 | -6.2809 | -37.1541 | 8.2487 | 34.1776 | 18.3059 | 2.9456 | 5.4566 | 11.6793 | 4.8811 | 2.1375 | 2.8339 | 6.1657 | 8.8146 | -6.5613 | -5.5763
17 | 85000 | -0.22364 | 58.2583 | -0.08017 | -6.2921 | -37.1609 | 8.2575 | 34.1375 | 18.2765 | 2.9347 | 5.4588 | 11.679 | 4.8877 | 2.1391 | 2.8378 | 6.1616 | 8.821 | -6.5767 | -5.5184
17 | 85500 | -0.22312 | 58.2752 | -0.098042 | -6.2847 | -37.1842 | 8.2318 | 34.1619 | 18.2546 | 2.961 | 5.4713 | 11.7134 | 4.8889 | 2.1513 | 2.8492 | 6.169 | 8.7926 | -6.5927 | -5.5399
17 | 86000 | -0.1727 | 58.3048 | -0.12032 | -6.303 | -37.2163 | 8.2449 | 34.1567 | 18.2453 | 2.9716 | 5.4928 | 11.6836 | 4.8636 | 2.1429 | 2.8489 | 6.1827 | 8.772 | -6.5687 | -5.5311
17 | 86500 | -0.20133 | 58.3286 | -0.12508 | -6.268 | -37.2064 | 8.2278 | 34.1521 | 18.2602 | 2.9232 | 5.5227 | 11.689 | 4.8541 | 2.1664 | 2.8738 | 6.1736 | 8.7557 | -6.5742 | -5.5547
17 | 87000 | -0.205 | 58.3128 | -0.090184 | -6.2827 | -37.1971 | 8.2166 | 34.1143 | 18.2399 | 2.9255 | 5.533 | 11.6746 | 4.8952 | 2.2007 | 2.8795 | 6.1586 | 8.7935 | -6.5736 | -5.5981
17 | 87500 | -0.19022 | 58.3727 | -0.087509 | -6.2873 | -37.1733 | 8.2337 | 34.1357 | 18.2143 | 2.8661 | 5.5179 | 11.6666 | 4.8908 | 2.1903 | 2.8924 | 6.1347 | 8.7391 | -6.5323 | -5.5862
17 | 88000 | -0.20674 | 58.342 | -0.080057 | -6.2814 | -37.1715 | 8.2612 | 34.1325 | 18.211 | 2.8526 | 5.5146 | 11.6679 | 4.8931 | 2.2292 | 2.9016 | 6.1407 | 8.7343 | -6.5403 | -5.6032
17 | 88500 | -0.1942 | 58.3729 | -0.11157 | -6.28 | -37.188 | 8.2511 | 34.0777 | 18.2171 | 2.8582 | 5.5275 | 11.6539 | 4.9002 | 2.26 | 2.9323 | 6.1505 | 8.7423 | -6.5493 | -5.623
17 | 89000 | -0.17484 | 58.3681 | -0.10657 | -6.2718 | -37.2251 | 8.2468 | 34.0891 | 18.1888 | 2.8395 | 5.5312 | 11.6398 | 4.8887 | 2.2848 | 2.8983 | 6.2064 | 8.7703 | -6.523 | -5.6531
17 | 89500 | -0.19729 | 58.3854 | -0.12244 | -6.2856 | -37.2038 | 8.2098 | 34.0952 | 18.1815 | 2.8727 | 5.4835 | 11.6953 | 4.8818 | 2.3382 | 2.8708 | 6.195 | 8.7682 | -6.5555 | -5.6154
17 | 90000 | -0.21767 | 58.3561 | -0.12787 | -6.2937 | -37.2398 | 8.227 | 34.1206 | 18.1587 | 2.8591 | 5.5143 | 11.6911 | 4.9321 | 2.3022 | 2.8492 | 6.1798 | 8.82 | -6.5399 | -5.5937
17 | 90500 | -0.22639 | 58.3417 | -0.13817 | -6.2808 | -37.247 | 8.2319 | 34.1173 | 18.1743 | 2.8645 | 5.558 | 11.6793 | 4.9788 | 2.3064 | 2.8442 | 6.1917 | 8.782 | -6.5911 | -5.5891
17 | 91000 | -0.2424 | 58.3 | -0.15554 | -6.2967 | -37.2517 | 8.2278 | 34.1065 | 18.2125 | 2.8836 | 5.5528 | 11.6819 | 4.9994 | 2.302 | 2.8198 | 6.1938 | 8.8101 | -6.5473 | -5.5991
17 | 91500 | -0.24196 | 58.3446 | -0.14285 | -6.3461 | -37.2123 | 8.2061 | 34.0859 | 18.1765 | 2.9243 | 5.5451 | 11.6849 | 5.0058 | 2.2923 | 2.8286 | 6.1774 | 8.8052 | -6.5529 | -5.5829
17 | 92000 | -0.23063 | 58.3015 | -0.1425 | -6.3343 | -37.2313 | 8.2052 | 34.0868 | 18.1971 | 2.9471 | 5.5481 | 11.6821 | 4.9861 | 2.2905 | 2.8218 | 6.1769 | 8.8028 | -6.5255 | -5.5842
17 | 92500 | -0.18775 | 58.3065 | -0.14438 | -6.3509 | -37.2396 | 8.1702 | 34.1156 | 18.2068 | 2.9227 | 5.5834 | 11.6876 | 4.9639 | 2.2565 | 2.8107 | 6.1786 | 8.7868 | -6.5273 | -5.5418
17 | 93000 | -0.17697 | 58.2781 | -0.17663 | -6.3414 | -37.2492 | 8.1524 | 34.1037 | 18.2546 | 2.9023 | 5.5888 | 11.6809 | 4.962 | 2.2683 | 2.8385 | 6.1751 | 8.8116 | -6.5556 | -5.5189
17 | 93500 | -0.12241 | 58.2403 | -0.16037 | -6.3418 | -37.2318 | 8.1201 | 34.0919 | 18.2545 | 2.8813 | 5.606 | 11.6839 | 4.939 | 2.2542 | 2.8293 | 6.1926 | 8.8351 | -6.5423 | -5.5321
17 | 94000 | -0.13198 | 58.2385 | -0.13718 | -6.3486 | -37.2065 | 8.1246 | 34.0609 | 18.2311 | 2.9005 | 5.5719 | 11.6464 | 4.9584 | 2.2746 | 2.8515 | 6.1889 | 8.8569 | -6.5843 | -5.498
17 | 94500 | -0.13978 | 58.2445 | -0.12635 | -6.3595 | -37.1968 | 8.1649 | 34.0189 | 18.2382 | 2.8609 | 5.5759 | 11.642 | 4.9689 | 2.2577 | 2.8983 | 6.2 | 8.8832 | -6.6089 | -5.5245
17 | 95000 | -0.15164 | 58.2547 | -0.085793 | -6.3718 | -37.1866 | 8.1365 | 34.0185 | 18.2154 | 2.8816 | 5.5822 | 11.6159 | 4.9582 | 2.2813 | 2.9205 | 6.199 | 8.8901 | -6.6515 | -5.509
17 | 95500 | -0.14573 | 58.2914 | -0.10348 | -6.3489 | -37.1573 | 8.1483 | 34.0213 | 18.1661 | 2.8436 | 5.5619 | 11.6266 | 5.0075 | 2.2816 | 2.8881 | 6.2312 | 8.8612 | -6.6767 | -5.499
17 | 96000 | -0.15172 | 58.2975 | -0.095816 | -6.3206 | -37.1974 | 8.1357 | 34.0409 | 18.2219 | 2.8304 | 5.5492 | 11.6304 | 5.0076 | 2.2866 | 2.896 | 6.2307 | 8.8519 | -6.6863 | -5.5296
17 | 96500 | -0.14169 | 58.2725 | -0.10342 | -6.3402 | -37.1966 | 8.1252 | 33.9942 | 18.2835 | 2.819 | 5.5481 | 11.6489 | 5.0169 | 2.2991 | 2.9139 | 6.2346 | 8.8387 | -6.7115 | -5.5036
17 | 97000 | -0.17193 | 58.2689 | -0.10827 | -6.3407 | -37.1852 | 8.142 | 34.0013 | 18.2679 | 2.8673 | 5.5516 | 11.6329 | 5.0182 | 2.3236 | 2.9178 | 6.2389 | 8.8272 | -6.6957 | -5.5584
17 | 97500 | -0.18368 | 58.2507 | -0.13944 | -6.347 | -37.1482 | 8.1738 | 33.9667 | 18.2553 | 2.8629 | 5.5921 | 11.6059 | 5.0224 | 2.3445 | 2.8922 | 6.221 | 8.8426 | -6.7043 | -5.51
17 | 98000 | -0.17317 | 58.2407 | -0.15908 | -6.3349 | -37.1572 | 8.2063 | 33.9781 | 18.2985 | 2.8304 | 5.5757 | 11.6192 | 5.0013 | 2.3247 | 2.8775 | 6.2023 | 8.8358 | -6.6665 | -5.5021
17 | 98500 | -0.18766 | 58.2135 | -0.19248 | -6.3244 | -37.1615 | 8.2517 | 34.0162 | 18.3038 | 2.8089 | 5.5546 | 11.6263 | 5.0433 | 2.3069 | 2.8757 | 6.1813 | 8.8267 | -6.6777 | -5.4677
17 | 99000 | -0.20424 | 58.2146 | -0.1637 | -6.3424 | -37.1744 | 8.2531 | 34.0745 | 18.2914 | 2.8258 | 5.5832 | 11.5836 | 5.0288 | 2.322 | 2.8428 | 6.1942 | 8.8123 | -6.7252 | -5.4189
17 | 99500 | -0.21731 | 58.2063 | -0.15398 | -6.3282 | -37.1782 | 8.221 | 34.0752 | 18.3319 | 2.8097 | 5.5674 | 11.5949 | 5.0313 | 2.3225 | 2.8561 | 6.178 | 8.8183 | -6.6911 | -5.4463
17 | 100000 | -0.25117 | 58.1646 | -0.15592 | -6.3128 | -37.1751 | 8.2496 | 34.0747 | 18.3236 | 2.8439 | 5.5483 | 11.574 | 5.0616 | 2.3321 | 2.8549 | 6.1771 | 8.8402 | -6.706 | -5.4459
18 | 100 | -0.33419 | 69.8315 | -13.2116 | 2.1148 | -42.8645 | -6.9407 | 55.2057 | 15.2944 | 0.045853 | -4.3702 | 10.0787 | 5.1658 | -13.3413 | 7.5378 | 11.6163 | 19.7544 | 3.2465 | 0.89754
18 | 500 | -3.2935 | 60.7212 | -5.7448 | -2.7997 | -40.499 | 13.9548 | 38.0473 | 26.813 | 3.6215 | -1.8637 | 13.0184 | 5.2515 | 2.6869 | 5.9812 | 6.9428 | 11.3739 | -12.205 | -2.2799
18 | 1000 | -3.2025 | 63.5011 | 0.74519 | -1.4548 | -35.8069 | 8.7647 | 33.3064 | 23.0862 | -0.6366 | -0.85889 | 15.3649 | 2.1719 | 3.9 | 3.3753 | 9.9232 | 10.2264 | -7.9014 | -4.7774
18 | 1500 | -4 | 61.7933 | 2.4194 | -0.28235 | -36.8452 | 7.3993 | 35.1515 | 18.7101 | 2.6208 | 3.0913 | 15.0136 | 2.4981 | 4.3183 | 1.3795 | 7.191 | 11.6254 | -7.1849 | -5.1722
18 | 2000 | -4.8342 | 60.2624 | 0.68172 | 0.66811 | -37.3977 | 6.8553 | 34.71 | 20.4835 | 2.4094 | 5.6624 | 14.2166 | 3.965 | 4.9317 | 1.5546 | 9.2897 | 9.1067 | -7.49 | -5.3482
18 | 2500 | -3.6102 | 59.5015 | 0.3036 | 0.27281 | -38.4719 | 8.2556 | 36.1254 | 18.1975 | 2.5319 | 4.8562 | 14.5905 | 4.6315 | 3.4393 | 1.6627 | 9.5936 | 7.9365 | -6.6529 | -3.4364
18 | 3000 | -3.5494 | 60.0706 | -0.12066 | -0.13637 | -38.0629 | 7.8366 | 36.6234 | 17.8669 | 3.2968 | 4.752 | 13.9477 | 4.6171 | 2.9563 | 1.4621 | 9.794 | 8.2064 | -5.1587 | -4.6748
18 | 3500 | -2.7501 | 59.803 | 1.0489 | 0.10085 | -37.6196 | 7.3751 | 37.2786 | 17.4003 | 2.4756 | 4.315 | 14.6448 | 4.0316 | 2.5593 | 1.9624 | 8.9749 | 6.8709 | -5.357 | -3.3875
18 | 4000 | -1.9064 | 60.1357 | 0.90309 | 0.5683 | -37.8243 | 8.0441 | 35.3202 | 16.9342 | 2.2286 | 5.2813 | 15.2978 | 4.2149 | 2.4954 | 2.342 | 7.9189 | 8.1614 | -6.0486 | -4.3395
18 | 4500 | -1.76 | 60.0589 | 0.07922 | 0.6346 | -37.712 | 7.5368 | 34.9511 | 17.2161 | 1.9708 | 5.4364 | 15.4357 | 4.8351 | 2.7684 | 2.1334 | 8.4263 | 8.2834 | -6.2502 | -4.317
18 | 5000 | -1.7637 | 59.9262 | -0.096127 | 0.24085 | -37.6807 | 7.2983 | 35.4242 | 17.8009 | 1.8075 | 5.9375 | 14.151 | 5.9362 | 2.9248 | 2.438 | 8.4326 | 8.021 | -6.3467 | -4.7248
18 | 5500 | -2.3615 | 60.5976 | 0.21691 | -0.20293 | -37.4991 | 7.6927 | 34.0662 | 17.762 | 2.1435 | 6.1801 | 13.9053 | 6.4305 | 2.6576 | 3.2994 | 7.5984 | 8.7148 | -6.8866 | -4.5879
18 | 6000 | -2.3222 | 60.286 | -0.14286 | 0.0084676 | -37.4287 | 7.6903 | 34.7294 | 17.7576 | 2.8169 | 5.9543 | 14.4283 | 6.0661 | 2.3895 | 3.4331 | 7.82 | 7.8514 | -6.9332 | -4.6775
18 | 6500 | -1.7385 | 60.6039 | -0.35009 | -0.65889 | -37.0612 | 8.321 | 35.2201 | 17.7295 | 2.6574 | 5.6612 | 14.3394 | 6.2201 | 2.325 | 3.4583 | 8.0817 | 7.6857 | -7.6009 | -5.1668
18 | 7000 | -1.7383 | 60.1401 | 0.43205 | -0.90327 | -36.5147 | 8.2247 | 34.9071 | 17.8066 | 2.4568 | 5.9914 | 14.0487 | 6.541 | 1.7992 | 3.3592 | 7.8983 | 8.03 | -7.981 | -4.7711
18 | 7500 | -1.7764 | 60.2909 | 0.38092 | -0.73008 | -37.0246 | 8.5772 | 35.0667 | 17.4709 | 2.577 | 6.0669 | 13.7175 | 6.9384 | 1.3962 | 3.4589 | 7.3127 | 8.2619 | -7.5189 | -4.7392
18 | 8000 | -1.7692 | 60.3949 | 0.33308 | -1.123 | -36.4717 | 8.9974 | 34.9518 | 17.0007 | 2.592 | 6.17 | 13.6939 | 6.7573 | 1.0832 | 3.3618 | 7.2425 | 8.4796 | -6.9287 | -5.0385
18 | 8500 | -1.4528 | 59.8811 | 0.46333 | -0.91348 | -36.4112 | 9.0998 | 35.0086 | 17.047 | 2.9032 | 6.2123 | 13.7339 | 6.4904 | 1.0257 | 3.2997 | 6.9184 | 8.3432 | -7.0281 | -4.894
18 | 9000 | -1.2013 | 60.1235 | 0.47028 | -0.73992 | -36.5206 | 8.8828 | 35.2689 | 16.433 | 3.2318 | 6.1575 | 13.8815 | 6.1756 | 0.92509 | 3.3754 | 6.8121 | 8.1015 | -6.6703 | -4.98
18 | 9500 | -1.3124 | 60.3582 | 0.14988 | -0.83448 | -35.8979 | 8.7316 | 34.9758 | 16.2645 | 2.8157 | 6.0934 | 13.547 | 6.124 | 1.4985 | 3.3823 | 6.8308 | 8.0211 | -6.7248 | -4.2961
18 | 10000 | -1.3633 | 59.9052 | 0.39647 | -0.93763 | -36.0181 | 8.6672 | 34.771 | 16.4158 | 3.0309 | 6.3671 | 13.3598 | 5.925 | 1.2753 | 3.4723 | 7.0231 | 7.8858 | -6.2047 | -4.2443
18 | 10500 | -1.4039 | 59.6747 | 0.5486 | -0.54837 | -36.4264 | 8.421 | 35.0024 | 16.8416 | 2.6519 | 6.3127 | 13.1029 | 6.1929 | 1.7744 | 3.4309 | 7.0678 | 7.9774 | -5.968 | -4.9256
18 | 11000 | -1.2741 | 59.4073 | 0.42714 | -0.62379 | -36.4411 | 8.5899 | 35.1553 | 17.0278 | 2.4269 | 6.5794 | 12.8399 | 5.633 | 1.8905 | 3.6014 | 7.1288 | 8.2545 | -5.6774 | -5.2185
18 | 11500 | -1.1541 | 59.0742 | 0.37012 | -0.5504 | -36.0498 | 8.8019 | 34.8357 | 17.3203 | 2.0735 | 6.2591 | 13.1482 | 5.8986 | 1.8406 | 3.4253 | 7.2991 | 8.5064 | -5.928 | -5.4438
18 | 12000 | -1.0556 | 58.8482 | 0.2488 | -0.74853 | -36.5881 | 8.8832 | 35.0997 | 17.6041 | 2.0807 | 5.9215 | 13.4214 | 5.9449 | 1.7304 | 3.4948 | 7.6867 | 8.4226 | -5.7442 | -5.5236
18 | 12500 | -1.1389 | 59.0855 | 0.053867 | -0.69831 | -36.5378 | 8.5878 | 35.1324 | 17.3402 | 2.1682 | 6.217 | 13.6359 | 5.9911 | 1.4726 | 3.6288 | 7.555 | 8.6284 | -5.9387 | -5.456
18 | 13000 | -1.0255 | 59.1173 | 0.00035354 | -0.6301 | -36.6421 | 8.2819 | 35.2814 | 17.3548 | 2.3814 | 6.1889 | 13.5016 | 5.888 | 1.4408 | 3.5532 | 7.6263 | 8.7639 | -6.2703 | -5.085
18 | 13500 | -0.9839 | 58.8828 | 0.027584 | -0.70147 | -36.9526 | 8.2149 | 35.5785 | 17.6393 | 2.5997 | 6.1316 | 13.4143 | 6.1266 | 1.3967 | 3.0091 | 7.6283 | 8.7541 | -6.0382 | -5.0004
18 | 14000 | -0.98159 | 58.7739 | -0.049639 | -0.62293 | -36.8967 | 8.3792 | 35.4648 | 17.935 | 2.4885 | 6.2559 | 13.2216 | 6.1004 | 1.3973 | 2.9161 | 7.6168 | 8.6852 | -6.3013 | -4.6556
18 | 14500 | -0.99444 | 58.7119 | -0.13339 | -0.7606 | -36.9519 | 8.4645 | 35.5938 | 17.8683 | 2.5384 | 6.393 | 13.0925 | 6.121 | 1.432 | 2.8884 | 7.7369 | 8.7504 | -6.4588 | -4.5649
18 | 15000 | -0.86537 | 58.6698 | -0.16377 | -0.85105 | -36.952 | 8.7373 | 35.5275 | 17.6695 | 2.479 | 6.2343 | 13.0669 | 6.0749 | 1.5676 | 2.8346 | 7.7691 | 8.6541 | -6.3016 | -4.4239
18 | 15500 | -0.65582 | 59.0475 | -0.27389 | -1.0167 | -36.7073 | 8.4916 | 35.3522 | 17.5585 | 2.6156 | 6.0905 | 12.8355 | 5.8992 | 1.9348 | 2.7061 | 7.8569 | 8.12 | -5.8776 | -4.2502
18 | 16000 | -0.75308 | 59.284 | -0.25773 | -0.90877 | -36.7573 | 8.2392 | 35.0835 | 17.7738 | 2.6387 | 6.3128 | 12.9665 | 5.8405 | 2.0382 | 2.8438 | 7.8736 | 8.0517 | -6.3564 | -4.186
18 | 16500 | -0.85584 | 59.3742 | -0.12542 | -1.1148 | -36.7244 | 8.3247 | 35.3603 | 17.7536 | 2.638 | 6.3193 | 12.7595 | 5.9355 | 1.9472 | 2.9989 | 7.7837 | 7.9254 | -6.2383 | -4.3346
18 | 17000 | -0.98692 | 59.5868 | -0.28531 | -1.2882 | -36.7357 | 8.2817 | 35.6111 | 17.8884 | 2.7691 | 6.2717 | 12.7395 | 5.7683 | 2.0919 | 2.924 | 7.7626 | 8.1162 | -6.4332 | -4.3548
18 | 17500 | -1.1615 | 60.1173 | -0.37614 | -1.2536 | -36.6282 | 7.9683 | 35.2566 | 17.8854 | 2.7821 | 6.4256 | 12.8625 | 5.8028 | 2.0219 | 2.933 | 7.6804 | 8.1369 | -6.6386 | -4.0881
18 | 18000 | -1.0308 | 60.27 | -0.35087 | -1.3457 | -36.6575 | 8.0755 | 35.1974 | 17.717 | 2.6685 | 6.3007 | 12.884 | 5.7456 | 2.1658 | 3.2087 | 7.5273 | 7.9845 | -6.37 | -4.2634
18 | 18500 | -1.1124 | 60.0885 | -0.36376 | -1.1413 | -36.7223 | 8.1464 | 35.1673 | 17.9168 | 2.8057 | 6.1388 | 12.8958 | 5.7487 | 2.1882 | 3.2514 | 7.6569 | 8.1831 | -6.7612 | -4.3597
18 | 19000 | -0.84505 | 60.0044 | -0.42449 | -0.98669 | -36.721 | 8.0288 | 35.1987 | 17.9609 | 2.6915 | 6.0856 | 12.6135 | 5.8627 | 2.3953 | 3.3107 | 7.483 | 8.4244 | -6.8635 | -4.4918
18 | 19500 | -0.78935 | 60.2115 | -0.53655 | -1.0827 | -36.65 | 7.9621 | 35.0825 | 17.7553 | 2.9045 | 5.9864 | 12.4656 | 5.8614 | 2.4608 | 3.2693 | 7.6549 | 8.4404 | -6.8115 | -4.4577
18 | 20000 | -0.83148 | 60.2134 | -0.56746 | -1.0099 | -36.6388 | 7.9017 | 35.4173 | 17.5043 | 2.9789 | 6.2821 | 12.4886 | 5.7387 | 2.5851 | 3.0723 | 7.8642 | 8.5564 | -7.0416 | -4.7867
18 | 20500 | -0.71867 | 60.2372 | -0.45961 | -0.95975 | -36.6174 | 8.0547 | 35.2754 | 17.5308 | 2.7765 | 6.1799 | 12.5708 | 5.6185 | 2.3753 | 3.0819 | 7.8471 | 8.5259 | -6.7983 | -4.7934
18 | 21000 | -0.65399 | 60.1668 | -0.36059 | -0.84939 | -36.5358 | 7.8346 | 35.2891 | 17.6141 | 2.7639 | 6.1913 | 12.5839 | 5.5748 | 2.2783 | 3.0599 | 7.8182 | 8.5211 | -6.5699 | -4.9994
18 | 21500 | -0.73892 | 60.06 | -0.35309 | -0.74905 | -36.4846 | 7.76 | 35.1347 | 17.7207 | 2.7312 | 6.1828 | 12.6051 | 5.5435 | 2.1537 | 3.1637 | 7.8751 | 8.5424 | -6.4695 | -4.9508
18 | 22000 | -0.75578 | 59.9401 | -0.26603 | -0.72303 | -36.6408 | 7.7286 | 35.0435 | 17.7311 | 2.945 | 6.2111 | 12.6223 | 5.5122 | 2.1732 | 3.1922 | 7.8482 | 8.6526 | -6.3883 | -5.0991
18 | 22500 | -0.77402 | 60.0034 | -0.50334 | -0.82803 | -36.5002 | 7.7068 | 35.0675 | 17.748 | 2.9372 | 6.4137 | 12.5223 | 5.4276 | 2.2837 | 3.1844 | 7.8375 | 8.6377 | -6.4073 | -5.0299
18 | 23000 | -0.88592 | 59.9551 | -0.24605 | -0.83464 | -36.5015 | 7.7565 | 35.1561 | 17.6422 | 3.0811 | 6.1839 | 12.7321 | 5.4925 | 2.2104 | 3.1898 | 7.6071 | 8.692 | -6.6152 | -4.8886
18 | 23500 | -0.89954 | 59.9448 | -0.33858 | -0.84578 | -36.4825 | 7.8444 | 35.0566 | 17.6748 | 3.1889 | 6.2982 | 12.6978 | 5.4648 | 2.2112 | 3.1409 | 7.6538 | 8.6018 | -6.5388 | -4.9461
18 | 24000 | -1.0097 | 60.1023 | -0.27842 | -0.85093 | -36.5978 | 7.9131 | 35.045 | 17.6599 | 3.1754 | 6.3085 | 12.6799 | 5.5314 | 2.2067 | 3.2555 | 7.6596 | 8.513 | -6.4783 | -5.108
18 | 24500 | -1.1181 | 60.1812 | -0.28904 | -0.78886 | -36.4936 | 7.9027 | 35.0404 | 17.6299 | 3.1039 | 6.4627 | 12.6443 | 5.509 | 1.9956 | 3.2459 | 7.6923 | 8.5802 | -6.2959 | -5.2755
18 | 25000 | -1.1262 | 60.1893 | -0.29586 | -0.72416 | -36.5698 | 7.8872 | 35.2888 | 17.4689 | 3.18 | 6.4896 | 12.5719 | 5.5483 | 1.968 | 3.3445 | 7.5569 | 8.6236 | -6.3259 | -5.3482
18 | 25500 | -1.0687 | 60.129 | -0.29102 | -0.59123 | -36.4175 | 7.8429 | 35.32 | 17.4753 | 3.1777 | 6.4913 | 12.5208 | 5.4854 | 2.0172 | 3.3123 | 7.5201 | 8.5426 | -6.3685 | -5.3706
18 | 26000 | -1.0526 | 60.1431 | -0.21986 | -0.57277 | -36.4019 | 7.7814 | 35.035 | 17.4668 | 3.3138 | 6.5407 | 12.6032 | 5.4274 | 2.1695 | 3.2796 | 7.4021 | 8.5666 | -6.5562 | -5.1988
18 | 26500 | -1.1417 | 60.0321 | -0.2975 | -0.60273 | -36.3879 | 7.8283 | 35.097 | 17.4025 | 3.346 | 6.5934 | 12.6336 | 5.4722 | 2.1943 | 3.1619 | 7.4323 | 8.5996 | -6.662 | -4.9746
18 | 27000 | -1.0917 | 60.1539 | -0.22609 | -0.54591 | -36.2938 | 7.7102 | 35.0653 | 17.3786 | 3.325 | 6.542 | 12.7296 | 5.5553 | 2.0948 | 3.1532 | 7.3937 | 8.5839 | -6.6427 | -5.1583
18 | 27500 | -0.92417 | 60.1447 | -0.27267 | -0.54264 | -36.365 | 7.5674 | 35.2394 | 17.348 | 3.2937 | 6.6155 | 12.6727 | 5.5107 | 2.0717 | 3.1563 | 7.3636 | 8.608 | -6.7326 | -5.0276
18 | 28000 | -0.86013 | 60.1356 | -0.065594 | -0.52921 | -36.2522 | 7.5789 | 35.1974 | 17.1513 | 3.4267 | 6.5427 | 12.6722 | 5.4497 | 2.0809 | 3.1381 | 7.402 | 8.4724 | -6.8347 | -4.9791
18 | 28500 | -0.8149 | 60.109 | -0.10093 | -0.59301 | -36.1684 | 7.6228 | 35.2444 | 17.259 | 3.3959 | 6.5773 | 12.6586 | 5.3342 | 2.0516 | 3.3062 | 7.3275 | 8.5191 | -7.1995 | -4.802
18 | 29000 | -0.80938 | 60.2497 | -0.061134 | -0.54494 | -36.2973 | 7.7321 | 34.975 | 17.4421 | 3.4409 | 6.5854 | 12.7792 | 5.3127 | 2.0223 | 3.2147 | 7.3935 | 8.573 | -7.2459 | -5.0348
18 | 29500 | -0.75058 | 60.4145 | -0.074632 | -0.43334 | -36.2318 | 7.7291 | 34.9335 | 17.4985 | 3.4276 | 6.4705 | 12.6954 | 5.1538 | 1.9938 | 3.0787 | 7.3271 | 8.5945 | -7.1636 | -4.9362
18 | 30000 | -0.75042 | 60.342 | -0.055145 | -0.39769 | -36.2749 | 7.76 | 34.9583 | 17.5188 | 3.4171 | 6.5008 | 12.6931 | 5.0594 | 1.8852 | 3.1487 | 7.412 | 8.6131 | -7.2753 | -4.828
18 | 30500 | -0.73749 | 60.4975 | -0.046167 | -0.36815 | -36.1979 | 7.8784 | 34.9711 | 17.4685 | 3.3292 | 6.4684 | 12.6504 | 4.9574 | 1.9152 | 3.1855 | 7.3876 | 8.5902 | -7.2532 | -4.9696
18 | 31000 | -0.78549 | 60.5288 | -0.005147 | -0.39586 | -36.1932 | 7.9077 | 34.9386 | 17.3703 | 3.2898 | 6.4984 | 12.6447 | 4.9413 | 1.8686 | 3.2777 | 7.2588 | 8.6722 | -7.1897 | -4.9007
18 | 31500 | -0.692 | 60.6417 | 0.040535 | -0.46621 | -36.19 | 7.9452 | 34.8426 | 17.3702 | 3.2923 | 6.4282 | 12.7109 | 5.0858 | 1.8974 | 3.2412 | 7.2609 | 8.6131 | -7.283 | -5.0119
18 | 32000 | -0.64885 | 60.5193 | 0.09602 | -0.44629 | -36.2421 | 7.9376 | 34.9184 | 17.4485 | 3.0322 | 6.3974 | 12.7937 | 5.1183 | 1.8679 | 3.3238 | 7.2265 | 8.6818 | -7.2189 | -5.0784
18 | 32500 | -0.64157 | 60.4782 | 0.10363 | -0.50721 | -36.34 | 7.9541 | 34.9132 | 17.4352 | 3.0784 | 6.4805 | 12.8042 | 5.1747 | 2.0064 | 3.3302 | 7.103 | 8.6638 | -7.2317 | -5.0779
18 | 33000 | -0.65566 | 60.3727 | 0.045896 | -0.44847 | -36.4142 | 8.0413 | 34.8755 | 17.5857 | 3.0532 | 6.5674 | 12.7777 | 5.1256 | 2.1068 | 3.3612 | 6.9234 | 8.5603 | -7.1156 | -5.0359
18 | 33500 | -0.69891 | 60.2645 | 0.071188 | -0.50582 | -36.3644 | 8.0032 | 34.9691 | 17.4886 | 3.1897 | 6.6827 | 12.7759 | 5.2576 | 2.1768 | 3.2719 | 6.9283 | 8.524 | -7.1692 | -5.1383
18 | 34000 | -0.62388 | 60.1892 | 0.069538 | -0.43775 | -36.3815 | 8.0024 | 34.9353 | 17.4853 | 3.0711 | 6.6819 | 12.8831 | 5.2772 | 2.1404 | 3.1405 | 6.995 | 8.552 | -7.1414 | -5.1117
18 | 34500 | -0.71135 | 60.2845 | 0.072492 | -0.40709 | -36.3226 | 7.9725 | 34.7858 | 17.4633 | 2.9391 | 6.7148 | 12.7962 | 5.3103 | 2.2734 | 3.1115 | 6.9241 | 8.6086 | -7.1468 | -4.9417
18 | 35000 | -0.69406 | 60.323 | 0.14574 | -0.35109 | -36.3286 | 8.0562 | 34.7231 | 17.4436 | 2.8568 | 6.7351 | 12.7301 | 5.2147 | 2.2446 | 3.0887 | 7.0141 | 8.5672 | -7.1569 | -4.8852
18 | 35500 | -0.62618 | 60.2802 | 0.17365 | -0.43826 | -36.4076 | 8.0373 | 34.7156 | 17.4231 | 2.9392 | 6.7451 | 12.7807 | 5.1771 | 2.2994 | 3.0436 | 7.0062 | 8.5326 | -7.057 | -4.8977
18 | 36000 | -0.63418 | 60.2684 | 0.23283 | -0.49573 | -36.4245 | 8.1372 | 34.7676 | 17.6091 | 2.8997 | 6.6591 | 12.7598 | 5.1191 | 2.3911 | 2.9635 | 7.0878 | 8.481 | -7.0274 | -5.0677
18 | 36500 | -0.6657 | 60.2972 | 0.22811 | -0.47083 | -36.3903 | 8.0705 | 34.872 | 17.5782 | 2.9573 | 6.6466 | 12.8038 | 5.1163 | 2.3099 | 2.9545 | 7.0737 | 8.5852 | -7.0918 | -5.1478
18 | 37000 | -0.61659 | 60.2363 | 0.2072 | -0.51947 | -36.4622 | 8.1047 | 34.8611 | 17.6139 | 2.9094 | 6.6868 | 12.8803 | 5.1724 | 2.4029 | 3.0073 | 6.9553 | 8.632 | -7.1272 | -5.2171
18 | 37500 | -0.66934 | 60.2686 | 0.19602 | -0.47489 | -36.4974 | 8.124 | 34.7878 | 17.5852 | 2.9036 | 6.8066 | 12.8414 | 5.1458 | 2.4557 | 2.959 | 6.9639 | 8.6568 | -7.1131 | -5.2128
18 | 38000 | -0.81077 | 60.3154 | 0.15362 | -0.48235 | -36.4102 | 8.1468 | 34.7382 | 17.7388 | 2.781 | 6.7742 | 12.8291 | 5.2532 | 2.3944 | 2.8416 | 6.9377 | 8.7312 | -7.0581 | -5.1468
18 | 38500 | -0.82136 | 60.2668 | 0.17593 | -0.47526 | -36.382 | 8.2238 | 34.7689 | 17.7202 | 2.8535 | 6.7131 | 12.8546 | 5.175 | 2.3238 | 2.8331 | 6.9626 | 8.7411 | -6.9899 | -5.2169
18 | 39000 | -0.8724 | 60.253 | 0.17566 | -0.52364 | -36.3073 | 8.2124 | 34.7668 | 17.7796 | 2.775 | 6.6334 | 12.9152 | 5.1949 | 2.2664 | 2.8705 | 6.9487 | 8.7956 | -7.0751 | -5.0818
18 | 39500 | -0.87086 | 60.4029 | 0.17465 | -0.5371 | -36.184 | 8.2576 | 34.7555 | 17.814 | 2.8111 | 6.4782 | 12.8736 | 5.2794 | 2.1361 | 3.0004 | 6.956 | 8.695 | -7.077 | -5.2386
18 | 40000 | -0.78276 | 60.4851 | 0.18506 | -0.66218 | -36.2546 | 8.298 | 34.7311 | 17.8245 | 2.8082 | 6.4114 | 12.9034 | 5.3038 | 2.0656 | 3.0449 | 6.9705 | 8.6939 | -7.0137 | -5.2852
18 | 40500 | -0.79483 | 60.502 | 0.21544 | -0.72567 | -36.2967 | 8.2626 | 34.7207 | 17.7943 | 2.8408 | 6.3142 | 12.8721 | 5.3237 | 2.0621 | 3.0369 | 7.0173 | 8.7135 | -6.8848 | -5.2468
18 | 41000 | -0.71205 | 60.482 | 0.21889 | -0.70788 | -36.2808 | 8.2527 | 34.6706 | 17.757 | 2.9009 | 6.3506 | 12.9912 | 5.2861 | 2.0392 | 3.0249 | 6.9958 | 8.6916 | -6.8389 | -5.3949
18 | 41500 | -0.71243 | 60.4291 | 0.19496 | -0.72399 | -36.2906 | 8.0987 | 34.7575 | 17.7534 | 2.9336 | 6.3565 | 13.0123 | 5.2952 | 2.0519 | 2.9929 | 7.029 | 8.6926 | -6.8138 | -5.3297
18 | 42000 | -0.64356 | 60.4395 | 0.18411 | -0.72531 | -36.3677 | 8.1014 | 34.8661 | 17.7209 | 2.851 | 6.2868 | 13.0096 | 5.3263 | 2.1352 | 2.9914 | 6.9628 | 8.6809 | -6.7948 | -5.2974
18 | 42500 | -0.67883 | 60.5194 | 0.12689 | -0.62775 | -36.3849 | 8.0973 | 34.7541 | 17.7592 | 2.802 | 6.2627 | 12.9714 | 5.3061 | 2.148 | 3.0071 | 6.9345 | 8.7462 | -6.7586 | -5.258
18 | 43000 | -0.70905 | 60.5751 | 0.085625 | -0.62895 | -36.312 | 8.1427 | 34.7119 | 17.7641 | 2.7965 | 6.2383 | 12.9257 | 5.3781 | 2.0792 | 3.0323 | 6.8945 | 8.7282 | -6.7862 | -5.1891
18 | 43500 | -0.70004 | 60.5579 | 0.023399 | -0.58949 | -36.2588 | 8.1515 | 34.7514 | 17.831 | 2.7451 | 6.1789 | 12.8989 | 5.3129 | 2.1341 | 3.0119 | 6.9388 | 8.7381 | -6.8215 | -5.1769
18 | 44000 | -0.75001 | 60.5584 | 0.0099501 | -0.56911 | -36.1915 | 8.174 | 34.7766 | 17.9035 | 2.7122 | 6.1775 | 12.8804 | 5.3184 | 2.0488 | 2.9579 | 6.9721 | 8.7772 | -6.722 | -5.3075
18 | 44500 | -0.65522 | 60.487 | 0.060049 | -0.63145 | -36.1247 | 8.1246 | 34.7238 | 17.8937 | 2.7611 | 6.2001 | 12.9079 | 5.3895 | 2.0313 | 2.9214 | 6.9078 | 8.8165 | -6.7585 | -5.328
18 | 45000 | -0.65745 | 60.471 | -0.019258 | -0.67507 | -36.1482 | 8.0992 | 34.7715 | 17.8326 | 2.8345 | 6.1961 | 12.8783 | 5.4602 | 2.0694 | 3.0167 | 6.8378 | 8.8552 | -6.7665 | -5.3292
18 | 45500 | -0.63914 | 60.4362 | -0.011784 | -0.64462 | -36.2328 | 8.2461 | 34.8241 | 17.8865 | 2.8106 | 6.1846 | 12.8114 | 5.5419 | 2.0895 | 2.9962 | 6.8696 | 8.846 | -6.8992 | -5.3881
18 | 46000 | -0.64576 | 60.3667 | -0.03583 | -0.56907 | -36.2076 | 8.2519 | 34.7281 | 17.8918 | 2.854 | 6.0961 | 12.8165 | 5.5744 | 2.1348 | 2.9907 | 6.8874 | 8.9357 | -6.8903 | -5.4524
18 | 46500 | -0.71276 | 60.3444 | 0.0049213 | -0.51113 | -36.2262 | 8.281 | 34.7504 | 17.9151 | 2.8036 | 6.0882 | 12.926 | 5.5838 | 2.1906 | 3.0262 | 6.7804 | 8.9731 | -6.9126 | -5.5783
18 | 47000 | -0.70973 | 60.4421 | 0.012696 | -0.47729 | -36.2173 | 8.2969 | 34.741 | 17.8702 | 2.7758 | 6.0163 | 12.9431 | 5.5185 | 2.1929 | 3.0295 | 6.7641 | 9.0257 | -6.962 | -5.5354
18 | 47500 | -0.6685 | 60.5272 | 0.049048 | -0.4536 | -36.1664 | 8.2955 | 34.7288 | 17.7743 | 2.7786 | 6.0603 | 12.9765 | 5.4904 | 2.1421 | 3.0427 | 6.7795 | 9.0061 | -6.9779 | -5.6577
18 | 48000 | -0.72509 | 60.5747 | 0.067715 | -0.47957 | -36.1402 | 8.2689 | 34.7513 | 17.7415 | 2.6904 | 6.0386 | 13.0943 | 5.5014 | 2.1362 | 3.0056 | 6.7615 | 9.0498 | -6.9566 | -5.6533
18 | 48500 | -0.78747 | 60.5509 | 0.074357 | -0.48283 | -36.1865 | 8.3512 | 34.7352 | 17.746 | 2.7283 | 5.9719 | 13.147 | 5.4488 | 2.1027 | 3.0493 | 6.8196 | 9.0794 | -6.9783 | -5.6426
18 | 49000 | -0.80145 | 60.5305 | 0.033045 | -0.48957 | -36.1719 | 8.2858 | 34.7261 | 17.8129 | 2.7549 | 6.0116 | 13.2008 | 5.3766 | 2.0901 | 2.9972 | 6.8061 | 9.1244 | -6.8988 | -5.6616
18 | 49500 | -0.76096 | 60.5034 | 0.032084 | -0.57461 | -36.1256 | 8.2564 | 34.7696 | 17.825 | 2.8083 | 5.8923 | 13.2551 | 5.4057 | 2.0088 | 3.075 | 6.8384 | 9.1459 | -6.9555 | -5.6722
18 | 50000 | -0.6987 | 60.4983 | 0.020572 | -0.58376 | -36.2016 | 8.2069 | 34.7871 | 17.8745 | 2.7599 | 5.9329 | 13.2002 | 5.4849 | 2.0627 | 3.0239 | 6.8248 | 9.2009 | -6.9876 | -5.6791
18 | 50500 | -0.76803 | 60.4845 | -0.025506 | -0.61291 | -36.2114 | 8.1842 | 34.6732 | 17.9287 | 2.7082 | 5.9012 | 13.2474 | 5.4077 | 2.1883 | 2.98 | 6.8758 | 9.2937 | -6.919 | -5.6091
18 | 51000 | -0.7944 | 60.5909 | 0.018183 | -0.62682 | -36.1949 | 8.2154 | 34.5729 | 17.9453 | 2.7143 | 5.8753 | 13.2496 | 5.4168 | 2.1172 | 3.0481 | 6.7911 | 9.2269 | -6.9024 | -5.5363
18 | 51500 | -0.76724 | 60.5541 | -0.034002 | -0.60111 | -36.2084 | 8.2319 | 34.6018 | 17.958 | 2.7135 | 5.8702 | 13.2562 | 5.3618 | 2.148 | 3.0699 | 6.8146 | 9.1406 | -6.8941 | -5.4887
18 | 52000 | -0.73922 | 60.4724 | -0.068343 | -0.60373 | -36.2131 | 8.2668 | 34.6654 | 17.9353 | 2.7123 | 5.8376 | 13.2773 | 5.411 | 2.1601 | 3.0364 | 6.8006 | 9.1065 | -6.9026 | -5.4279
18 | 52500 | -0.69582 | 60.3683 | -0.135 | -0.57885 | -36.2626 | 8.2755 | 34.6619 | 17.967 | 2.7187 | 5.8633 | 13.3544 | 5.439 | 2.1175 | 3.0585 | 6.8453 | 9.1233 | -6.9184 | -5.4751
18 | 53000 | -0.7034 | 60.5012 | -0.16138 | -0.57155 | -36.2156 | 8.3235 | 34.6012 | 17.9635 | 2.7102 | 5.8783 | 13.3089 | 5.3949 | 2.1075 | 3.0366 | 6.7983 | 9.1754 | -6.9889 | -5.4318
18 | 53500 | -0.69278 | 60.5422 | -0.086046 | -0.57081 | -36.1427 | 8.2874 | 34.4976 | 17.9086 | 2.7089 | 5.8933 | 13.358 | 5.3735 | 2.0597 | 2.98 | 6.8041 | 9.21 | -7.0285 | -5.3753
18 | 54000 | -0.67324 | 60.5431 | -0.022424 | -0.46878 | -36.1046 | 8.3584 | 34.4761 | 17.8669 | 2.7595 | 5.8523 | 13.328 | 5.3528 | 2.0839 | 2.8918 | 6.7581 | 9.1823 | -7.0557 | -5.4015
18 | 54500 | -0.68376 | 60.577 | 0.032968 | -0.4626 | -36.0829 | 8.3179 | 34.4357 | 17.8192 | 2.7173 | 5.8493 | 13.3538 | 5.3385 | 2.0561 | 2.9424 | 6.7454 | 9.189 | -7.0432 | -5.3751
18 | 55000 | -0.64592 | 60.622 | 0.033107 | -0.45936 | -36.0558 | 8.2902 | 34.3959 | 17.9024 | 2.728 | 5.7386 | 13.3 | 5.2968 | 2.0655 | 2.9355 | 6.766 | 9.2071 | -7.0125 | -5.3807
18 | 55500 | -0.67156 | 60.6599 | -0.011666 | -0.47585 | -36.0742 | 8.3222 | 34.3509 | 17.9075 | 2.6589 | 5.702 | 13.3314 | 5.3441 | 2.0864 | 2.9425 | 6.775 | 9.1741 | -6.9758 | -5.3188
18 | 56000 | -0.65879 | 60.6527 | -0.023249 | -0.47915 | -36.0491 | 8.3265 | 34.3522 | 17.8697 | 2.6728 | 5.7949 | 13.3022 | 5.3686 | 2.1475 | 2.909 | 6.7047 | 9.1898 | -6.9424 | -5.4109
18 | 56500 | -0.68373 | 60.5779 | 0.040713 | -0.52038 | -36.0705 | 8.2895 | 34.3105 | 17.9049 | 2.7207 | 5.803 | 13.3141 | 5.3421 | 2.187 | 2.9869 | 6.6739 | 9.1678 | -6.9096 | -5.4079
18 | 57000 | -0.68723 | 60.6018 | 0.066674 | -0.49025 | -36.0711 | 8.3202 | 34.2603 | 17.8737 | 2.7802 | 5.7929 | 13.2804 | 5.3365 | 2.2061 | 2.9018 | 6.705 | 9.2034 | -6.9101 | -5.4432
18 | 57500 | -0.66673 | 60.6198 | 0.085252 | -0.44949 | -36.021 | 8.3012 | 34.1774 | 17.9134 | 2.7633 | 5.8135 | 13.2502 | 5.3056 | 2.1761 | 2.8922 | 6.7807 | 9.2321 | -6.9998 | -5.4467
18 | 58000 | -0.65138 | 60.5812 | 0.14717 | -0.42827 | -36.0268 | 8.2672 | 34.128 | 17.8979 | 2.755 | 5.8741 | 13.2524 | 5.3196 | 2.193 | 2.9096 | 6.7268 | 9.2431 | -7.0106 | -5.4512
18 | 58500 | -0.6561 | 60.6047 | 0.17716 | -0.4612 | -35.9632 | 8.3032 | 34.0691 | 17.8122 | 2.706 | 5.8797 | 13.1916 | 5.3397 | 2.2931 | 2.8741 | 6.7085 | 9.223 | -6.9773 | -5.3974
18 | 59000 | -0.72457 | 60.5692 | 0.15568 | -0.47218 | -36.0113 | 8.3377 | 34.1401 | 17.7961 | 2.6508 | 5.8107 | 13.1833 | 5.3643 | 2.3308 | 2.9456 | 6.708 | 9.2939 | -6.9637 | -5.3874
18 | 59500 | -0.71725 | 60.5864 | 0.11892 | -0.4299 | -35.9376 | 8.3016 | 34.0795 | 17.8012 | 2.6198 | 5.8132 | 13.2052 | 5.2876 | 2.2631 | 2.9523 | 6.7157 | 9.2826 | -6.858 | -5.3576
18 | 60000 | -0.69876 | 60.556 | 0.11742 | -0.43916 | -35.9898 | 8.3543 | 34.1387 | 17.9055 | 2.6244 | 5.7819 | 13.1722 | 5.2928 | 2.242 | 2.9003 | 6.7338 | 9.2924 | -6.8971 | -5.36
18 | 60500 | -0.71468 | 60.5085 | 0.16544 | -0.47059 | -35.9886 | 8.3861 | 34.1115 | 17.8635 | 2.639 | 5.7953 | 13.2133 | 5.2821 | 2.2247 | 2.8801 | 6.7256 | 9.2753 | -6.8445 | -5.3252
18 | 61000 | -0.70155 | 60.5649 | 0.11963 | -0.47233 | -35.9368 | 8.3697 | 34.1361 | 17.911 | 2.6687 | 5.7579 | 13.2416 | 5.2353 | 2.1731 | 2.8654 | 6.741 | 9.2791 | -6.8638 | -5.362
18 | 61500 | -0.70616 | 60.5282 | 0.11244 | -0.45322 | -35.9221 | 8.3991 | 34.1281 | 17.8881 | 2.7133 | 5.7789 | 13.25 | 5.2208 | 2.1509 | 2.8374 | 6.7081 | 9.3295 | -6.8237 | -5.4128
18 | 62000 | -0.72142 | 60.5461 | 0.11901 | -0.507 | -35.9617 | 8.3557 | 34.1731 | 17.9057 | 2.7853 | 5.8013 | 13.2281 | 5.2316 | 2.0757 | 2.9003 | 6.7558 | 9.278 | -6.802 | -5.4366
18 | 62500 | -0.71688 | 60.5821 | 0.042023 | -0.54954 | -35.9746 | 8.3679 | 34.1945 | 17.9136 | 2.7522 | 5.8327 | 13.1947 | 5.2757 | 2.0738 | 2.9265 | 6.719 | 9.2838 | -6.7561 | -5.4346
18 | 63000 | -0.71567 | 60.5466 | 0.067806 | -0.49501 | -35.9901 | 8.3396 | 34.2471 | 17.8552 | 2.7728 | 5.8861 | 13.2062 | 5.3041 | 2.0879 | 2.9345 | 6.6705 | 9.2638 | -6.7682 | -5.4864
18 | 63500 | -0.71448 | 60.5835 | 0.053893 | -0.48998 | -35.9792 | 8.263 | 34.2358 | 17.8066 | 2.767 | 5.8978 | 13.2473 | 5.3058 | 2.1106 | 2.9013 | 6.7363 | 9.2296 | -6.71 | -5.5179
18 | 64000 | -0.69963 | 60.6034 | 0.034901 | -0.51177 | -35.936 | 8.2611 | 34.2429 | 17.8297 | 2.7303 | 5.9405 | 13.2579 | 5.3541 | 2.0938 | 2.8901 | 6.7581 | 9.2149 | -6.771 | -5.5664
18 | 64500 | -0.66486 | 60.6086 | 0.0097857 | -0.50722 | -35.9677 | 8.2131 | 34.2203 | 17.8484 | 2.7433 | 5.9774 | 13.253 | 5.3285 | 2.1204 | 2.9395 | 6.7252 | 9.2227 | -6.8 | -5.5434
18 | 65000 | -0.63175 | 60.5826 | -0.013986 | -0.51836 | -35.9968 | 8.2217 | 34.2628 | 17.8773 | 2.7558 | 5.9768 | 13.301 | 5.3019 | 2.0983 | 2.9024 | 6.6624 | 9.2534 | -6.7686 | -5.5397
18 | 65500 | -0.6109 | 60.5703 | 0.0060285 | -0.47373 | -35.9634 | 8.1964 | 34.2439 | 17.8554 | 2.7747 | 5.9893 | 13.2807 | 5.2746 | 2.1249 | 2.887 | 6.6697 | 9.21 | -6.7992 | -5.5087
18 | 66000 | -0.60872 | 60.5525 | -0.0060824 | -0.44679 | -35.9935 | 8.2257 | 34.2252 | 17.8546 | 2.7541 | 5.9983 | 13.3021 | 5.3216 | 2.1192 | 2.8842 | 6.689 | 9.2022 | -6.8143 | -5.5323
18 | 66500 | -0.55491 | 60.5836 | 0.030799 | -0.43238 | -36.0323 | 8.2444 | 34.1778 | 17.8825 | 2.7527 | 5.9251 | 13.3597 | 5.2927 | 2.1661 | 2.8739 | 6.6655 | 9.2108 | -6.8654 | -5.5536
18 | 67000 | -0.55061 | 60.6445 | 0.00915 | -0.42386 | -35.9754 | 8.2699 | 34.1216 | 17.86 | 2.7654 | 5.9084 | 13.3013 | 5.2669 | 2.2074 | 2.9009 | 6.6592 | 9.1689 | -6.8495 | -5.5572
18 | 67500 | -0.53163 | 60.6823 | 0.023851 | -0.40869 | -35.9597 | 8.21 | 34.118 | 17.8404 | 2.8268 | 5.8888 | 13.2554 | 5.2696 | 2.2163 | 2.8584 | 6.6652 | 9.1461 | -6.7983 | -5.5758
18 | 68000 | -0.50914 | 60.6596 | 0.017121 | -0.4774 | -36.0208 | 8.2104 | 34.1361 | 17.8144 | 2.8909 | 5.8608 | 13.2813 | 5.247 | 2.2436 | 2.8609 | 6.7105 | 9.1427 | -6.7834 | -5.5577
18 | 68500 | -0.49995 | 60.6899 | -0.044827 | -0.47034 | -35.958 | 8.1944 | 34.0941 | 17.8443 | 2.9165 | 5.815 | 13.2707 | 5.2547 | 2.2716 | 2.8513 | 6.6754 | 9.1792 | -6.7864 | -5.5705
18 | 69000 | -0.48461 | 60.6551 | -0.089115 | -0.46397 | -35.9972 | 8.1914 | 34.079 | 17.8061 | 2.9648 | 5.8127 | 13.2707 | 5.2315 | 2.3072 | 2.9055 | 6.6579 | 9.251 | -6.7811 | -5.59
18 | 69500 | -0.50039 | 60.5974 | -0.058156 | -0.47027 | -36.0408 | 8.2021 | 34.0733 | 17.7986 | 3.0269 | 5.7557 | 13.3545 | 5.199 | 2.302 | 2.9409 | 6.6531 | 9.2966 | -6.7913 | -5.6122
18 | 70000 | -0.45585 | 60.622 | -0.049397 | -0.48918 | -36.0515 | 8.1901 | 34.1385 | 17.7012 | 3.0407 | 5.6859 | 13.3662 | 5.1809 | 2.2858 | 2.9853 | 6.6604 | 9.2648 | -6.7803 | -5.5684
18 | 70500 | -0.42542 | 60.6553 | -0.026954 | -0.44708 | -36.0509 | 8.1995 | 34.104 | 17.6492 | 3.0603 | 5.6527 | 13.3183 | 5.1885 | 2.2888 | 3.0382 | 6.6431 | 9.2202 | -6.8008 | -5.5401
18 | 71000 | -0.43385 | 60.6421 | -0.025891 | -0.48814 | -36.0707 | 8.1905 | 34.1178 | 17.6483 | 3.0907 | 5.6575 | 13.3984 | 5.1638 | 2.3053 | 3.0295 | 6.6268 | 9.256 | -6.8706 | -5.5105
18 | 71500 | -0.42076 | 60.5855 | -0.057423 | -0.47676 | -36.1379 | 8.253 | 34.1217 | 17.7106 | 3.1383 | 5.6472 | 13.4266 | 5.1723 | 2.3314 | 2.9851 | 6.701 | 9.2346 | -6.8937 | -5.5938
18 | 72000 | -0.40058 | 60.6018 | -0.095592 | -0.48799 | -36.1335 | 8.2557 | 34.1134 | 17.7216 | 3.1002 | 5.6704 | 13.4497 | 5.1553 | 2.3472 | 2.9999 | 6.7046 | 9.2205 | -6.894 | -5.6019
18 | 72500 | -0.41889 | 60.5295 | -0.052397 | -0.52145 | -36.1508 | 8.2508 | 34.185 | 17.7183 | 3.0934 | 5.6734 | 13.4158 | 5.1526 | 2.2983 | 3.0499 | 6.7335 | 9.2572 | -6.889 | -5.5983
18 | 73000 | -0.43789 | 60.529 | -0.037213 | -0.52404 | -36.1564 | 8.3055 | 34.1871 | 17.7441 | 3.0464 | 5.7464 | 13.4266 | 5.121 | 2.2791 | 3.0425 | 6.7294 | 9.1905 | -6.9087 | -5.5564
18 | 73500 | -0.43826 | 60.5627 | -0.038619 | -0.494 | -36.149 | 8.3146 | 34.1729 | 17.7365 | 3.0442 | 5.7199 | 13.4233 | 5.0778 | 2.2875 | 3.0169 | 6.7168 | 9.2044 | -6.8617 | -5.569
18 | 74000 | -0.45931 | 60.5739 | -0.034125 | -0.45906 | -36.1827 | 8.3219 | 34.1639 | 17.7493 | 3.0374 | 5.7061 | 13.4068 | 5.0441 | 2.2631 | 3.0119 | 6.6933 | 9.2481 | -6.8405 | -5.5172
18 | 74500 | -0.45005 | 60.5975 | -0.046649 | -0.49084 | -36.2018 | 8.3193 | 34.1362 | 17.7239 | 3.0541 | 5.7268 | 13.378 | 5.032 | 2.2787 | 3.0227 | 6.7203 | 9.2423 | -6.8174 | -5.498
18 | 75000 | -0.41331 | 60.6021 | -0.097668 | -0.47436 | -36.1615 | 8.3081 | 34.1031 | 17.7319 | 3.0087 | 5.7369 | 13.3712 | 5.0281 | 2.324 | 3.0461 | 6.7258 | 9.297 | -6.8769 | -5.5323
18 | 75500 | -0.41206 | 60.6067 | -0.14225 | -0.48959 | -36.1673 | 8.3516 | 34.0838 | 17.7273 | 3.0534 | 5.7396 | 13.3608 | 5.0423 | 2.2856 | 2.9959 | 6.757 | 9.3523 | -6.8959 | -5.5223
18 | 76000 | -0.34609 | 60.5638 | -0.1577 | -0.50433 | -36.1986 | 8.3465 | 34.142 | 17.739 | 3.0274 | 5.6844 | 13.4081 | 5.0375 | 2.307 | 3.0057 | 6.723 | 9.2939 | -6.7809 | -5.5638
18 | 76500 | -0.34845 | 60.5859 | -0.10417 | -0.50823 | -36.2011 | 8.3551 | 34.0957 | 17.7876 | 2.995 | 5.6272 | 13.3826 | 5.0226 | 2.3117 | 2.9906 | 6.7468 | 9.2962 | -6.7683 | -5.5398
18 | 77000 | -0.37644 | 60.6011 | -0.11344 | -0.53878 | -36.185 | 8.3649 | 34.0971 | 17.7997 | 3.0201 | 5.6354 | 13.3446 | 4.9978 | 2.356 | 2.9546 | 6.746 | 9.3158 | -6.7463 | -5.5463
18 | 77500 | -0.4041 | 60.6175 | -0.077591 | -0.56185 | -36.1221 | 8.3227 | 34.0332 | 17.8685 | 3.027 | 5.627 | 13.3726 | 5.0047 | 2.3227 | 2.9566 | 6.7587 | 9.2757 | -6.7185 | -5.5758
18 | 78000 | -0.42205 | 60.6277 | -0.089564 | -0.53369 | -36.1145 | 8.2906 | 34.0186 | 17.8443 | 2.974 | 5.6244 | 13.3656 | 5.012 | 2.3303 | 2.9746 | 6.7837 | 9.2974 | -6.603 | -5.6534
18 | 78500 | -0.43964 | 60.6268 | -0.09066 | -0.53538 | -36.0987 | 8.3432 | 34 | 17.8175 | 2.9778 | 5.6108 | 13.3975 | 5.0539 | 2.3566 | 2.9794 | 6.7928 | 9.3221 | -6.6947 | -5.6924
18 | 79000 | -0.42497 | 60.6263 | -0.087723 | -0.53228 | -36.0646 | 8.2859 | 34.0075 | 17.8063 | 2.993 | 5.6045 | 13.407 | 5.0733 | 2.384 | 2.962 | 6.8139 | 9.3216 | -6.7465 | -5.7023
18 | 79500 | -0.37369 | 60.6423 | -0.076984 | -0.52468 | -36.0694 | 8.3198 | 33.9941 | 17.7833 | 2.9765 | 5.5676 | 13.4142 | 5.11 | 2.3732 | 2.9896 | 6.7623 | 9.3181 | -6.7317 | -5.7476
18 | 80000 | -0.34298 | 60.688 | -0.1169 | -0.50614 | -36.0987 | 8.3198 | 33.9875 | 17.7826 | 2.9702 | 5.5567 | 13.4376 | 5.0943 | 2.3482 | 2.9936 | 6.7192 | 9.3349 | -6.742 | -5.6989
18 | 80500 | -0.3537 | 60.6645 | -0.12608 | -0.45288 | -36.1109 | 8.3307 | 33.9702 | 17.7846 | 2.9625 | 5.5691 | 13.4531 | 5.0799 | 2.3037 | 3.0293 | 6.7037 | 9.3315 | -6.8012 | -5.611
18 | 81000 | -0.35328 | 60.6844 | -0.13616 | -0.46545 | -36.0871 | 8.3357 | 33.9672 | 17.8076 | 2.9982 | 5.5349 | 13.4356 | 5.0728 | 2.3052 | 3.0351 | 6.7031 | 9.3297 | -6.7886 | -5.6518
18 | 81500 | -0.32384 | 60.6945 | -0.12539 | -0.49313 | -36.0903 | 8.3114 | 33.9967 | 17.7871 | 2.9864 | 5.5026 | 13.4184 | 5.072 | 2.3265 | 3.0549 | 6.6515 | 9.328 | -6.7219 | -5.6485
18 | 82000 | -0.30795 | 60.7247 | -0.14375 | -0.46579 | -36.0343 | 8.2857 | 33.9654 | 17.8091 | 2.9593 | 5.4955 | 13.4182 | 5.0988 | 2.3123 | 3.0633 | 6.6223 | 9.3389 | -6.748 | -5.6668
18 | 82500 | -0.27955 | 60.7173 | -0.16358 | -0.46003 | -36.0112 | 8.2783 | 33.9478 | 17.8337 | 2.9624 | 5.5521 | 13.437 | 5.1361 | 2.315 | 3.0141 | 6.6103 | 9.3329 | -6.7611 | -5.7346
18 | 83000 | -0.25501 | 60.6681 | -0.16558 | -0.43439 | -36.0098 | 8.2816 | 33.9007 | 17.8351 | 2.9682 | 5.61 | 13.434 | 5.1531 | 2.3047 | 3.0026 | 6.6267 | 9.3209 | -6.7709 | -5.743
18 | 83500 | -0.22419 | 60.6583 | -0.11709 | -0.39278 | -36.0273 | 8.2347 | 33.9668 | 17.8696 | 2.9565 | 5.6133 | 13.4301 | 5.1427 | 2.2778 | 3.0294 | 6.5842 | 9.2562 | -6.7749 | -5.7563
18 | 84000 | -0.24766 | 60.6593 | -0.081494 | -0.4228 | -36.0415 | 8.2305 | 34.0051 | 17.8633 | 2.9382 | 5.6498 | 13.4383 | 5.1626 | 2.2426 | 3.042 | 6.5698 | 9.2419 | -6.7927 | -5.7303
18 | 84500 | -0.21434 | 60.7112 | -0.09481 | -0.43294 | -36.0098 | 8.239 | 33.9755 | 17.831 | 2.9495 | 5.6672 | 13.438 | 5.1366 | 2.2447 | 2.9758 | 6.5401 | 9.2251 | -6.7463 | -5.7086
18 | 85000 | -0.19451 | 60.7174 | -0.082227 | -0.44929 | -36.0159 | 8.2495 | 33.9384 | 17.8059 | 2.9348 | 5.6644 | 13.4392 | 5.1442 | 2.256 | 2.9769 | 6.5329 | 9.2198 | -6.761 | -5.6495
18 | 85500 | -0.19355 | 60.7367 | -0.10877 | -0.44741 | -36.0331 | 8.2294 | 33.9518 | 17.781 | 2.9575 | 5.681 | 13.4787 | 5.1494 | 2.2692 | 2.9954 | 6.544 | 9.1928 | -6.7828 | -5.6743
18 | 86000 | -0.13732 | 60.7676 | -0.13067 | -0.4629 | -36.0619 | 8.2407 | 33.9445 | 17.7673 | 2.9671 | 5.7048 | 13.4486 | 5.1238 | 2.2558 | 2.9961 | 6.556 | 9.1713 | -6.75 | -5.6738
18 | 86500 | -0.16555 | 60.8006 | -0.13232 | -0.42338 | -36.0552 | 8.2214 | 33.9385 | 17.7828 | 2.915 | 5.7382 | 13.4534 | 5.1174 | 2.2765 | 3.0267 | 6.5474 | 9.1507 | -6.766 | -5.699
18 | 87000 | -0.1647 | 60.7833 | -0.08681 | -0.44376 | -36.0471 | 8.2126 | 33.9003 | 17.7667 | 2.914 | 5.7432 | 13.4422 | 5.1623 | 2.3136 | 3.0308 | 6.5304 | 9.1875 | -6.7649 | -5.7526
18 | 87500 | -0.15217 | 60.8501 | -0.083305 | -0.45064 | -36.0155 | 8.2304 | 33.9235 | 17.7398 | 2.8504 | 5.7252 | 13.4304 | 5.1594 | 2.3045 | 3.0454 | 6.5025 | 9.1321 | -6.7256 | -5.7395
18 | 88000 | -0.17858 | 60.8165 | -0.073877 | -0.44099 | -36.0154 | 8.2593 | 33.919 | 17.7254 | 2.8386 | 5.7243 | 13.436 | 5.162 | 2.3364 | 3.0571 | 6.507 | 9.1285 | -6.7237 | -5.7505
18 | 88500 | -0.16121 | 60.8493 | -0.10746 | -0.44613 | -36.0283 | 8.2482 | 33.8625 | 17.7356 | 2.8428 | 5.7403 | 13.4205 | 5.1724 | 2.3688 | 3.09 | 6.514 | 9.1364 | -6.7327 | -5.778
18 | 89000 | -0.14453 | 60.8422 | -0.094535 | -0.44058 | -36.0604 | 8.2401 | 33.8747 | 17.711 | 2.8238 | 5.7367 | 13.4032 | 5.1574 | 2.3905 | 3.0584 | 6.5776 | 9.1677 | -6.7076 | -5.8089
18 | 89500 | -0.173 | 60.859 | -0.10981 | -0.45091 | -36.0362 | 8.1985 | 33.8796 | 17.6964 | 2.8596 | 5.6892 | 13.4579 | 5.1541 | 2.4468 | 3.0235 | 6.5702 | 9.1674 | -6.7352 | -5.7701
18 | 90000 | -0.19937 | 60.8226 | -0.1166 | -0.44941 | -36.0737 | 8.2224 | 33.9016 | 17.6635 | 2.8419 | 5.7271 | 13.448 | 5.2078 | 2.409 | 3.003 | 6.5571 | 9.2237 | -6.723 | -5.7387
18 | 90500 | -0.20863 | 60.8056 | -0.13289 | -0.43608 | -36.0793 | 8.2337 | 33.9004 | 17.6811 | 2.8504 | 5.7738 | 13.4332 | 5.2589 | 2.4111 | 3.0005 | 6.5658 | 9.1762 | -6.7784 | -5.7284
18 | 91000 | -0.22535 | 60.76 | -0.15069 | -0.45675 | -36.0788 | 8.2275 | 33.8985 | 17.7214 | 2.8689 | 5.7679 | 13.4347 | 5.2808 | 2.4047 | 2.9723 | 6.5662 | 9.2037 | -6.7295 | -5.7385
18 | 91500 | -0.2257 | 60.8182 | -0.14261 | -0.51231 | -36.0376 | 8.2046 | 33.8808 | 17.6855 | 2.9115 | 5.7614 | 13.4363 | 5.2849 | 2.3937 | 2.978 | 6.5467 | 9.1986 | -6.732 | -5.7231
18 | 92000 | -0.21266 | 60.7734 | -0.13895 | -0.50555 | -36.0604 | 8.2001 | 33.8826 | 17.7119 | 2.9347 | 5.7658 | 13.4313 | 5.2612 | 2.3946 | 2.9709 | 6.5474 | 9.1993 | -6.7088 | -5.72
18 | 92500 | -0.16815 | 60.7747 | -0.14276 | -0.52466 | -36.0682 | 8.1721 | 33.9133 | 17.7193 | 2.9117 | 5.8051 | 13.4346 | 5.2398 | 2.3551 | 2.961 | 6.5455 | 9.1875 | -6.7109 | -5.6779
18 | 93000 | -0.15525 | 60.7419 | -0.17679 | -0.50819 | -36.0713 | 8.1484 | 33.9022 | 17.7725 | 2.8917 | 5.8099 | 13.4283 | 5.2373 | 2.3686 | 2.9843 | 6.5438 | 9.2092 | -6.7457 | -5.6541
18 | 93500 | -0.1047 | 60.7063 | -0.16265 | -0.50854 | -36.0555 | 8.1193 | 33.892 | 17.7769 | 2.8713 | 5.8284 | 13.4299 | 5.2149 | 2.3533 | 2.9707 | 6.5583 | 9.2339 | -6.7272 | -5.6697
18 | 94000 | -0.11334 | 60.7046 | -0.14073 | -0.51716 | -36.0297 | 8.1227 | 33.8659 | 17.7504 | 2.8948 | 5.7923 | 13.3898 | 5.236 | 2.377 | 2.9943 | 6.5514 | 9.2526 | -6.7778 | -5.6261
18 | 94500 | -0.11857 | 60.7085 | -0.12797 | -0.53031 | -36.0223 | 8.1631 | 33.8277 | 17.7591 | 2.8534 | 5.8028 | 13.3867 | 5.2425 | 2.3546 | 3.0395 | 6.5627 | 9.2718 | -6.7954 | -5.651
18 | 95000 | -0.13367 | 60.7238 | -0.088208 | -0.54904 | -36.0113 | 8.1318 | 33.8352 | 17.7328 | 2.8778 | 5.8077 | 13.3593 | 5.2318 | 2.384 | 3.0661 | 6.5589 | 9.2812 | -6.8481 | -5.6332
18 | 95500 | -0.13161 | 60.7661 | -0.10216 | -0.52369 | -35.9818 | 8.144 | 33.8382 | 17.6836 | 2.8368 | 5.7782 | 13.3719 | 5.2812 | 2.387 | 3.0306 | 6.5953 | 9.2454 | -6.8737 | -5.6183
18 | 96000 | -0.14109 | 60.7661 | -0.093132 | -0.48141 | -36.0243 | 8.1296 | 33.8521 | 17.7428 | 2.8229 | 5.7643 | 13.3792 | 5.2774 | 2.3964 | 3.0458 | 6.5954 | 9.233 | -6.887 | -5.651
18 | 96500 | -0.12056 | 60.7408 | -0.1033 | -0.5054 | -36.0238 | 8.1132 | 33.8 | 17.808 | 2.8067 | 5.7643 | 13.4014 | 5.287 | 2.4096 | 3.0629 | 6.6012 | 9.2203 | -6.9111 | -5.6241
18 | 97000 | -0.15765 | 60.7396 | -0.1102 | -0.50758 | -36.0118 | 8.1326 | 33.811 | 17.7855 | 2.8562 | 5.7701 | 13.3842 | 5.291 | 2.44 | 3.0659 | 6.6061 | 9.2055 | -6.8896 | -5.6839
18 | 97500 | -0.1731 | 60.7178 | -0.14536 | -0.51525 | -35.9716 | 8.1699 | 33.7725 | 17.775 | 2.8494 | 5.8171 | 13.3526 | 5.2968 | 2.4608 | 3.0398 | 6.5941 | 9.2201 | -6.8961 | -5.6376
18 | 98000 | -0.15956 | 60.7122 | -0.1661 | -0.49546 | -35.9804 | 8.2045 | 33.7898 | 17.822 | 2.8128 | 5.7985 | 13.3674 | 5.2762 | 2.4363 | 3.0208 | 6.5691 | 9.2126 | -6.8571 | -5.6366
18 | 98500 | -0.17853 | 60.687 | -0.19782 | -0.49664 | -35.9836 | 8.2522 | 33.8329 | 17.8316 | 2.7897 | 5.7838 | 13.3736 | 5.322 | 2.4162 | 3.0148 | 6.548 | 9.1987 | -6.8736 | -5.5933
18 | 99000 | -0.20012 | 60.6882 | -0.16405 | -0.51578 | -35.994 | 8.2538 | 33.8949 | 17.8201 | 2.8062 | 5.8134 | 13.3312 | 5.3032 | 2.4298 | 2.9803 | 6.5648 | 9.1866 | -6.922 | -5.5495
18 | 99500 | -0.21412 | 60.6767 | -0.15295 | -0.4985 | -36.0027 | 8.2168 | 33.8978 | 17.8593 | 2.7941 | 5.795 | 13.3473 | 5.3025 | 2.4264 | 2.9968 | 6.5513 | 9.1962 | -6.8835 | -5.5815
18 | 100000 | -0.25038 | 60.6337 | -0.15336 | -0.48498 | -36.0034 | 8.2435 | 33.9046 | 17.8468 | 2.8336 | 5.7752 | 13.3279 | 5.3332 | 2.4399 | 2.9904 | 6.551 | 9.2224 | -6.8966 | -5.5866
19 | 100 | -1.957 | 59.3063 | -15.2048 | 1.7788 | -53.1561 | -3.0145 | 51.1494 | 13.6724 | 0.14476 | -1.6892 | 5.7495 | 7.9798 | -11.734 | 9.2316 | 11.0258 | 18.0287 | 2.115 | -0.11876
19 | 500 | -2.9751 | 52.4902 | -4.2402 | -3.3549 | -45.9655 | 13.1676 | 34.4717 | 23.234 | 2.8782 | -1.2545 | 10.5763 | 4.6737 | 0.71546 | 5.0605 | 6.6411 | 10.1905 | -9.8782 | -3.1229
19 | 1000 | -1.8984 | 54.5037 | 0.75744 | -1.9307 | -41.7636 | 7.8364 | 29.7311 | 20.9905 | 0.28257 | -1.3436 | 12.3121 | 2.2059 | 2.8255 | 2.5754 | 8.9845 | 9.6116 | -7.4046 | -4.9682
19 | 1500 | -2.5395 | 53.4686 | 1.9693 | -0.89467 | -42.8696 | 6.9719 | 31.3288 | 17.3457 | 2.7246 | 2.0702 | 12.0996 | 2.1421 | 3.3677 | 1.0558 | 7.2512 | 10.12 | -6.6658 | -5.6381
19 | 2000 | -3.9144 | 52.5639 | 0.55392 | 0.063395 | -43.8133 | 5.9945 | 30.8337 | 18.9495 | 2.5378 | 4.4281 | 11.8179 | 3.3959 | 3.8795 | 1.7627 | 8.7122 | 7.8071 | -6.7025 | -5.5622
19 | 2500 | -3.1094 | 52.0117 | 0.20117 | -0.055072 | -44.5397 | 7.2116 | 31.8447 | 17.0503 | 2.7989 | 4.1018 | 11.682 | 3.9641 | 2.6427 | 1.9053 | 8.9936 | 6.8045 | -6.3675 | -3.8328
19 | 3000 | -3.0243 | 52.6114 | 0.094809 | -0.22297 | -44.2007 | 6.7057 | 32.1526 | 16.6063 | 3.1637 | 4.1078 | 11.1654 | 4.014 | 2.293 | 1.6399 | 9.159 | 6.9263 | -4.9018 | -4.9823
19 | 3500 | -2.3822 | 52.1559 | 1.0252 | 0.11594 | -43.462 | 6.4623 | 32.4663 | 16.2255 | 2.142 | 3.9498 | 11.9682 | 3.6046 | 1.9864 | 1.9474 | 8.4014 | 5.5749 | -4.9563 | -3.9175
19 | 4000 | -1.7037 | 52.3236 | 0.65481 | 0.46127 | -43.8265 | 7.0611 | 30.9166 | 15.9685 | 1.8812 | 4.699 | 12.458 | 3.7397 | 2.1957 | 2.4779 | 7.4407 | 6.576 | -5.3778 | -4.6383
19 | 4500 | -1.6036 | 52.3087 | -0.12051 | 0.50429 | -43.6027 | 6.5259 | 30.6223 | 16.206 | 1.7483 | 4.7038 | 12.5647 | 4.2086 | 2.465 | 2.2889 | 7.7699 | 6.8494 | -5.8247 | -4.3066
19 | 5000 | -1.6672 | 52.2662 | -0.32979 | 0.23726 | -43.5349 | 6.4003 | 31.0367 | 16.3009 | 1.6346 | 5.0834 | 11.6431 | 5.0816 | 2.5502 | 2.5397 | 7.7339 | 6.8285 | -5.9596 | -4.537
19 | 5500 | -2.2213 | 52.6616 | -0.1061 | -0.23307 | -43.4533 | 6.9536 | 29.8539 | 16.3257 | 1.8629 | 5.2807 | 11.6717 | 5.5084 | 2.2535 | 3.3068 | 7.0538 | 7.4707 | -6.4699 | -4.4118
19 | 6000 | -2.1636 | 52.3231 | -0.3196 | -0.06451 | -43.2286 | 6.9144 | 30.3533 | 16.2481 | 2.4645 | 5.2173 | 12.0941 | 5.1198 | 1.9778 | 3.3724 | 7.2561 | 6.7482 | -6.6206 | -4.3844
19 | 6500 | -1.5824 | 52.6806 | -0.49337 | -0.63113 | -42.9906 | 7.4654 | 30.8062 | 16.2069 | 2.3037 | 4.8786 | 11.9762 | 5.183 | 1.9146 | 3.377 | 7.4847 | 6.5638 | -7.0192 | -4.8162
19 | 7000 | -1.5359 | 52.2851 | 0.161 | -0.85528 | -42.3109 | 7.3735 | 30.5434 | 16.1924 | 2.1612 | 5.1945 | 11.7755 | 5.5983 | 1.4079 | 3.2062 | 7.2958 | 6.7859 | -7.3451 | -4.6258
19 | 7500 | -1.5764 | 52.4885 | 0.19703 | -0.56731 | -42.7358 | 7.7893 | 30.7413 | 15.9449 | 2.2 | 5.1389 | 11.4782 | 5.9777 | 1.0686 | 3.2687 | 6.6228 | 7.0744 | -7.0474 | -4.7556
19 | 8000 | -1.6311 | 52.5732 | 0.22033 | -0.8209 | -42.329 | 8.1441 | 30.631 | 15.4507 | 2.2416 | 5.2524 | 11.411 | 5.9126 | 0.77145 | 3.1613 | 6.484 | 7.2434 | -6.5662 | -4.8422
19 | 8500 | -1.3454 | 52.1452 | 0.29757 | -0.70239 | -42.2844 | 8.3183 | 30.6393 | 15.546 | 2.489 | 5.3109 | 11.3309 | 5.687 | 0.78273 | 3.0875 | 6.3444 | 7.0947 | -6.6176 | -4.8161
19 | 9000 | -1.1813 | 52.2289 | 0.27477 | -0.61249 | -42.2285 | 8.1405 | 30.8297 | 15.0329 | 2.7204 | 5.3312 | 11.4197 | 5.467 | 0.69184 | 3.1411 | 6.3022 | 6.9376 | -6.3067 | -4.8809
19 | 9500 | -1.2741 | 52.3534 | 0.027779 | -0.63748 | -41.4441 | 8.0285 | 30.5074 | 14.8983 | 2.3872 | 5.2487 | 11.1192 | 5.3765 | 1.0875 | 3.1568 | 6.3641 | 6.8165 | -6.3984 | -4.3102
19 | 10000 | -1.2908 | 51.9743 | 0.24337 | -0.74598 | -41.5687 | 8.0073 | 30.3135 | 15.0163 | 2.5245 | 5.4805 | 11.0298 | 5.1192 | 0.93619 | 3.1696 | 6.5951 | 6.747 | -5.8756 | -4.3678
19 | 10500 | -1.35 | 51.8461 | 0.2982 | -0.41716 | -41.9772 | 7.7735 | 30.4831 | 15.3493 | 2.2311 | 5.5042 | 10.8293 | 5.3013 | 1.3927 | 3.0853 | 6.6174 | 6.8258 | -5.7084 | -4.7769
19 | 11000 | -1.2688 | 51.5977 | 0.2079 | -0.52362 | -41.9751 | 7.9318 | 30.5609 | 15.4951 | 2.0615 | 5.7453 | 10.6202 | 4.7891 | 1.5514 | 3.1836 | 6.6589 | 7.095 | -5.426 | -4.9971
19 | 11500 | -1.1233 | 51.3175 | 0.141 | -0.4128 | -41.5642 | 8.0743 | 30.2297 | 15.7871 | 1.7677 | 5.4477 | 10.8018 | 5.0307 | 1.4975 | 3.0848 | 6.7897 | 7.2401 | -5.6369 | -5.1647
19 | 12000 | -1.0986 | 51.1074 | -0.001593 | -0.56463 | -42.0367 | 8.1506 | 30.4435 | 16.0659 | 1.7981 | 5.1237 | 10.9906 | 5.0595 | 1.4243 | 3.1264 | 7.1602 | 7.1693 | -5.3987 | -5.2115
19 | 12500 | -1.1213 | 51.3524 | -0.16677 | -0.63046 | -42.0621 | 7.9461 | 30.5152 | 15.8441 | 1.9205 | 5.3241 | 11.2032 | 5.073 | 1.2289 | 3.2934 | 6.997 | 7.3578 | -5.5848 | -5.1827
19 | 13000 | -1.0845 | 51.4062 | -0.14986 | -0.57632 | -42.1305 | 7.6724 | 30.6711 | 15.8839 | 2.0686 | 5.3437 | 11.1205 | 4.9934 | 1.2146 | 3.2018 | 7.0324 | 7.4485 | -5.9412 | -4.8668
19 | 13500 | -1.0277 | 51.227 | -0.11834 | -0.627 | -42.3873 | 7.6105 | 30.9096 | 16.1435 | 2.2471 | 5.2613 | 11.0686 | 5.2492 | 1.1932 | 2.7457 | 7.0026 | 7.3941 | -5.7489 | -4.8353
19 | 14000 | -1.0421 | 51.1558 | -0.13735 | -0.61647 | -42.308 | 7.7649 | 30.8009 | 16.4317 | 2.1879 | 5.33 | 10.9308 | 5.2244 | 1.2153 | 2.6813 | 6.9766 | 7.3243 | -6.0624 | -4.5499
19 | 14500 | -1.0816 | 51.1319 | -0.20921 | -0.7284 | -42.3742 | 7.8777 | 30.8946 | 16.3766 | 2.2456 | 5.4461 | 10.832 | 5.2292 | 1.2456 | 2.6217 | 7.0791 | 7.4013 | -6.2004 | -4.4796
19 | 15000 | -0.93992 | 51.1248 | -0.19107 | -0.78852 | -42.377 | 8.0903 | 30.8387 | 16.2122 | 2.1816 | 5.3344 | 10.819 | 5.1875 | 1.3303 | 2.5374 | 7.0859 | 7.2783 | -6.0192 | -4.3969
19 | 15500 | -0.79128 | 51.4326 | -0.25455 | -0.92313 | -42.1913 | 7.9059 | 30.6495 | 16.1178 | 2.3076 | 5.2423 | 10.6213 | 5.0365 | 1.6381 | 2.4631 | 7.1311 | 6.8295 | -5.7276 | -4.1797
19 | 16000 | -0.87516 | 51.589 | -0.20305 | -0.81313 | -42.2497 | 7.7058 | 30.4194 | 16.3417 | 2.321 | 5.4333 | 10.6611 | 5.0103 | 1.7137 | 2.5502 | 7.1627 | 6.7906 | -6.1532 | -4.0968
19 | 16500 | -0.95375 | 51.6489 | -0.069288 | -0.99127 | -42.1405 | 7.7688 | 30.6451 | 16.3193 | 2.3563 | 5.478 | 10.4729 | 5.0527 | 1.6193 | 2.6454 | 7.0916 | 6.6489 | -6.0642 | -4.2204
19 | 17000 | -1.0663 | 51.7847 | -0.18765 | -1.1454 | -42.1222 | 7.727 | 30.8651 | 16.4341 | 2.4624 | 5.4117 | 10.4692 | 4.8738 | 1.7214 | 2.6147 | 7.0806 | 6.8299 | -6.2164 | -4.2291
19 | 17500 | -1.1975 | 52.1982 | -0.20538 | -1.0985 | -42.0631 | 7.4791 | 30.577 | 16.4142 | 2.4733 | 5.5239 | 10.5681 | 4.9362 | 1.6415 | 2.6122 | 7.0223 | 6.8435 | -6.3581 | -4.0591
19 | 18000 | -1.0758 | 52.34 | -0.19557 | -1.1913 | -42.1723 | 7.5559 | 30.5637 | 16.264 | 2.4188 | 5.4177 | 10.5964 | 4.8959 | 1.7546 | 2.8278 | 6.886 | 6.6908 | -6.1182 | -4.1506
19 | 18500 | -1.0966 | 52.1653 | -0.22495 | -1.007 | -42.1927 | 7.6262 | 30.5412 | 16.3915 | 2.4829 | 5.2915 | 10.6217 | 4.8675 | 1.7959 | 2.891 | 7.003 | 6.8235 | -6.4503 | -4.222
19 | 19000 | -0.87875 | 52.1267 | -0.24889 | -0.86489 | -42.1426 | 7.5375 | 30.5809 | 16.4407 | 2.3696 | 5.2566 | 10.3795 | 4.9169 | 1.968 | 2.9193 | 6.8365 | 7.0118 | -6.5183 | -4.3828
19 | 19500 | -0.85052 | 52.2705 | -0.34623 | -0.92551 | -42.0423 | 7.4885 | 30.5026 | 16.2402 | 2.5388 | 5.1815 | 10.2902 | 4.9067 | 2.0161 | 2.9283 | 6.9809 | 7.0164 | -6.488 | -4.4006
19 | 20000 | -0.88842 | 52.2997 | -0.38306 | -0.84898 | -42.0641 | 7.4341 | 30.7824 | 16.0737 | 2.6111 | 5.4165 | 10.3119 | 4.8124 | 2.1066 | 2.7937 | 7.1924 | 7.0617 | -6.7303 | -4.6735
19 | 20500 | -0.77006 | 52.3153 | -0.27516 | -0.81688 | -42.0613 | 7.5229 | 30.6758 | 16.0977 | 2.4491 | 5.2748 | 10.3789 | 4.7315 | 1.9099 | 2.8266 | 7.1617 | 7.0636 | -6.532 | -4.6447
19 | 21000 | -0.71335 | 52.2411 | -0.20012 | -0.72016 | -42.0356 | 7.309 | 30.6703 | 16.1633 | 2.4697 | 5.2881 | 10.3507 | 4.7085 | 1.8879 | 2.8146 | 7.1253 | 7.0466 | -6.3012 | -4.7969
19 | 21500 | -0.77631 | 52.1306 | -0.21425 | -0.60898 | -41.9127 | 7.2721 | 30.4901 | 16.24 | 2.4345 | 5.2832 | 10.3605 | 4.6608 | 1.7682 | 2.906 | 7.1819 | 7.0756 | -6.2479 | -4.7356
19 | 22000 | -0.78508 | 52.0302 | -0.1222 | -0.59297 | -42.07 | 7.2469 | 30.415 | 16.2683 | 2.6314 | 5.2995 | 10.3479 | 4.6317 | 1.7994 | 2.9022 | 7.1595 | 7.2015 | -6.1556 | -4.8999
19 | 22500 | -0.82036 | 52.0482 | -0.32455 | -0.67377 | -41.8788 | 7.2134 | 30.4398 | 16.2825 | 2.6171 | 5.4882 | 10.2708 | 4.5906 | 1.8991 | 2.8788 | 7.1099 | 7.1916 | -6.164 | -4.8607
19 | 23000 | -0.94987 | 52.0298 | -0.081447 | -0.68082 | -41.8461 | 7.2518 | 30.5031 | 16.2063 | 2.7597 | 5.2837 | 10.4277 | 4.6497 | 1.8458 | 2.8841 | 6.8909 | 7.239 | -6.3607 | -4.7449
19 | 23500 | -0.94917 | 51.9995 | -0.17178 | -0.67772 | -41.776 | 7.3105 | 30.3931 | 16.2439 | 2.8276 | 5.3701 | 10.4141 | 4.5988 | 1.89 | 2.8482 | 6.9359 | 7.1616 | -6.2799 | -4.8309
19 | 24000 | -1.0302 | 52.1309 | -0.11561 | -0.68128 | -41.8614 | 7.3352 | 30.4131 | 16.2274 | 2.8089 | 5.3559 | 10.4153 | 4.6473 | 1.9106 | 2.8984 | 6.9487 | 7.0726 | -6.2278 | -4.9403
19 | 24500 | -1.1088 | 52.2257 | -0.12079 | -0.64496 | -41.7745 | 7.3402 | 30.4014 | 16.2293 | 2.7491 | 5.4695 | 10.3931 | 4.5802 | 1.7378 | 2.8619 | 6.9605 | 7.1247 | -6.0517 | -5.0648
19 | 25000 | -1.1072 | 52.2605 | -0.12636 | -0.59405 | -41.8673 | 7.3114 | 30.6115 | 16.1021 | 2.8042 | 5.501 | 10.3581 | 4.639 | 1.7178 | 2.9187 | 6.8789 | 7.1557 | -6.1088 | -5.1477
19 | 25500 | -1.0437 | 52.2358 | -0.11458 | -0.49489 | -41.7583 | 7.2573 | 30.6214 | 16.1083 | 2.8139 | 5.5109 | 10.3095 | 4.5959 | 1.7868 | 2.906 | 6.8219 | 7.0793 | -6.1418 | -5.1859
19 | 26000 | -1.0029 | 52.2667 | -0.086242 | -0.49064 | -41.7426 | 7.2151 | 30.377 | 16.1023 | 2.9569 | 5.5383 | 10.3604 | 4.551 | 1.9016 | 2.8478 | 6.7189 | 7.1268 | -6.2783 | -5.0545
19 | 26500 | -1.0595 | 52.1589 | -0.15004 | -0.53257 | -41.7477 | 7.2545 | 30.4086 | 16.075 | 2.9577 | 5.6079 | 10.3896 | 4.5857 | 1.9513 | 2.7597 | 6.729 | 7.1584 | -6.3772 | -4.8616
19 | 27000 | -1.0108 | 52.2391 | -0.11038 | -0.50392 | -41.6547 | 7.1768 | 30.3894 | 16.0372 | 2.9502 | 5.573 | 10.4742 | 4.6225 | 1.8946 | 2.7474 | 6.7024 | 7.1881 | -6.3786 | -5.0286
19 | 27500 | -0.85925 | 52.2191 | -0.15301 | -0.50779 | -41.719 | 7.0705 | 30.5238 | 16.0033 | 2.9228 | 5.6292 | 10.4313 | 4.5835 | 1.9034 | 2.7566 | 6.6596 | 7.2197 | -6.4407 | -4.9352
19 | 28000 | -0.82348 | 52.2145 | 0.013006 | -0.49111 | -41.6172 | 7.0954 | 30.4939 | 15.8467 | 3.0391 | 5.5826 | 10.407 | 4.5259 | 1.9104 | 2.7421 | 6.6901 | 7.0988 | -6.4984 | -4.9215
19 | 28500 | -0.79895 | 52.1891 | -0.0079792 | -0.5287 | -41.5158 | 7.1309 | 30.5153 | 15.918 | 3.0188 | 5.6225 | 10.4145 | 4.4282 | 1.8762 | 2.8867 | 6.6222 | 7.1414 | -6.8149 | -4.7897
19 | 29000 | -0.77033 | 52.2951 | 0.00033213 | -0.48125 | -41.6251 | 7.205 | 30.2934 | 16.0613 | 3.0598 | 5.6208 | 10.5099 | 4.4121 | 1.8536 | 2.8298 | 6.6732 | 7.2004 | -6.8631 | -4.9671
19 | 29500 | -0.72369 | 52.4132 | 0.028329 | -0.40012 | -41.5513 | 7.2178 | 30.2499 | 16.096 | 3.0341 | 5.5196 | 10.4052 | 4.2996 | 1.8437 | 2.7155 | 6.6183 | 7.2272 | -6.8045 | -4.8809
19 | 30000 | -0.71009 | 52.3527 | 0.0366 | -0.36133 | -41.5987 | 7.2534 | 30.2564 | 16.108 | 2.9976 | 5.5417 | 10.4078 | 4.2474 | 1.7478 | 2.7521 | 6.6851 | 7.2548 | -6.8876 | -4.7758
19 | 30500 | -0.69054 | 52.4564 | 0.053472 | -0.32457 | -41.5022 | 7.3412 | 30.2728 | 16.0757 | 2.9289 | 5.5052 | 10.3834 | 4.1722 | 1.7501 | 2.79 | 6.6364 | 7.226 | -6.8722 | -4.8944
19 | 31000 | -0.72883 | 52.4872 | 0.090393 | -0.3296 | -41.519 | 7.3695 | 30.267 | 15.9845 | 2.8588 | 5.5356 | 10.372 | 4.1918 | 1.7001 | 2.8793 | 6.5537 | 7.2701 | -6.8242 | -4.8506
19 | 31500 | -0.62046 | 52.5676 | 0.12761 | -0.40023 | -41.4997 | 7.4066 | 30.1958 | 15.9756 | 2.8711 | 5.4615 | 10.4127 | 4.3104 | 1.7258 | 2.8245 | 6.5473 | 7.2113 | -6.8816 | -4.9282
19 | 32000 | -0.60376 | 52.4686 | 0.17375 | -0.39341 | -41.5286 | 7.3869 | 30.2443 | 16.0534 | 2.664 | 5.4465 | 10.4981 | 4.3462 | 1.7039 | 2.8818 | 6.5201 | 7.2365 | -6.8327 | -4.9579
19 | 32500 | -0.57698 | 52.4286 | 0.18681 | -0.45514 | -41.5812 | 7.3897 | 30.2378 | 16.0322 | 2.7172 | 5.5055 | 10.4848 | 4.4111 | 1.8122 | 2.8969 | 6.4016 | 7.2092 | -6.833 | -4.9595
19 | 33000 | -0.57725 | 52.3448 | 0.12873 | -0.43028 | -41.6323 | 7.4482 | 30.1779 | 16.1596 | 2.6865 | 5.5742 | 10.4859 | 4.3559 | 1.8999 | 2.9188 | 6.2455 | 7.1283 | -6.7257 | -4.8809
19 | 33500 | -0.62532 | 52.2447 | 0.13438 | -0.48327 | -41.5773 | 7.4217 | 30.2427 | 16.0575 | 2.7976 | 5.6673 | 10.5127 | 4.4604 | 1.9781 | 2.8407 | 6.272 | 7.0977 | -6.7698 | -4.964
19 | 34000 | -0.56101 | 52.183 | 0.13349 | -0.42747 | -41.5943 | 7.4142 | 30.2174 | 16.051 | 2.7184 | 5.6493 | 10.5999 | 4.4822 | 1.9449 | 2.724 | 6.3371 | 7.1081 | -6.7431 | -4.9293
19 | 34500 | -0.62723 | 52.2534 | 0.1205 | -0.42256 | -41.544 | 7.4022 | 30.0996 | 16.048 | 2.6247 | 5.6973 | 10.5375 | 4.5268 | 2.0567 | 2.7083 | 6.2542 | 7.1622 | -6.7759 | -4.8138
19 | 35000 | -0.62617 | 52.2747 | 0.19634 | -0.37377 | -41.5379 | 7.4792 | 30.0401 | 16.0203 | 2.5723 | 5.7277 | 10.4906 | 4.4376 | 2.0459 | 2.6782 | 6.3323 | 7.1188 | -6.7919 | -4.7764
19 | 35500 | -0.56593 | 52.2583 | 0.21917 | -0.45402 | -41.6222 | 7.4645 | 30.0522 | 15.9958 | 2.6184 | 5.7433 | 10.5541 | 4.3915 | 2.0983 | 2.6576 | 6.3252 | 7.0737 | -6.7271 | -4.7751
19 | 36000 | -0.56933 | 52.2597 | 0.25926 | -0.49566 | -41.644 | 7.5349 | 30.1063 | 16.1378 | 2.5746 | 5.6691 | 10.5488 | 4.3293 | 2.1565 | 2.5747 | 6.3797 | 7.0507 | -6.6669 | -4.8978
19 | 36500 | -0.5917 | 52.2629 | 0.2681 | -0.45929 | -41.6049 | 7.4886 | 30.1897 | 16.0846 | 2.6207 | 5.6732 | 10.5778 | 4.3029 | 2.0907 | 2.5616 | 6.3707 | 7.1524 | -6.7217 | -4.9586
19 | 37000 | -0.54389 | 52.2142 | 0.24608 | -0.51104 | -41.6499 | 7.5102 | 30.1835 | 16.1085 | 2.5821 | 5.712 | 10.6438 | 4.3508 | 2.1673 | 2.5916 | 6.2805 | 7.185 | -6.7516 | -5.0115
19 | 37500 | -0.5964 | 52.2371 | 0.21809 | -0.48366 | -41.6754 | 7.5414 | 30.1292 | 16.0911 | 2.563 | 5.8113 | 10.6127 | 4.3165 | 2.2173 | 2.5738 | 6.2966 | 7.2006 | -6.7431 | -5.0022
19 | 38000 | -0.73487 | 52.2821 | 0.17856 | -0.50067 | -41.601 | 7.5539 | 30.0717 | 16.2235 | 2.4573 | 5.7877 | 10.6086 | 4.3901 | 2.1627 | 2.4979 | 6.2906 | 7.2477 | -6.6904 | -4.9176
19 | 38500 | -0.73948 | 52.264 | 0.20585 | -0.49231 | -41.6126 | 7.6313 | 30.1187 | 16.2201 | 2.5174 | 5.7225 | 10.6264 | 4.3293 | 2.0969 | 2.4881 | 6.3123 | 7.2633 | -6.6458 | -4.9983
19 | 39000 | -0.77026 | 52.2567 | 0.20981 | -0.52136 | -41.5459 | 7.6096 | 30.125 | 16.2727 | 2.4514 | 5.6558 | 10.6709 | 4.346 | 2.0535 | 2.5137 | 6.313 | 7.2853 | -6.7112 | -4.907
19 | 39500 | -0.76478 | 52.3891 | 0.20651 | -0.50754 | -41.4683 | 7.6448 | 30.1294 | 16.2877 | 2.4661 | 5.521 | 10.6374 | 4.4226 | 1.953 | 2.6304 | 6.3196 | 7.2024 | -6.7246 | -5.0371
19 | 40000 | -0.68967 | 52.469 | 0.22333 | -0.62009 | -41.5172 | 7.6824 | 30.1059 | 16.2933 | 2.4519 | 5.4796 | 10.6606 | 4.4237 | 1.894 | 2.672 | 6.3422 | 7.1923 | -6.6784 | -5.077
19 | 40500 | -0.68979 | 52.4806 | 0.24638 | -0.69076 | -41.5537 | 7.6401 | 30.0999 | 16.2705 | 2.4866 | 5.4207 | 10.6321 | 4.4532 | 1.8627 | 2.6777 | 6.3848 | 7.195 | -6.5664 | -5.0417
19 | 41000 | -0.62278 | 52.4661 | 0.24044 | -0.67521 | -41.5422 | 7.6426 | 30.0581 | 16.235 | 2.5379 | 5.4492 | 10.7302 | 4.4131 | 1.8518 | 2.6759 | 6.3842 | 7.1791 | -6.5501 | -5.1657
19 | 41500 | -0.62933 | 52.4029 | 0.22379 | -0.66801 | -41.5123 | 7.5151 | 30.1152 | 16.2418 | 2.5556 | 5.46 | 10.7554 | 4.4086 | 1.8512 | 2.635 | 6.4051 | 7.1838 | -6.5448 | -5.0913
19 | 42000 | -0.57447 | 52.3987 | 0.20514 | -0.65812 | -41.5688 | 7.5332 | 30.2262 | 16.2164 | 2.4784 | 5.4117 | 10.755 | 4.4283 | 1.8979 | 2.6237 | 6.3636 | 7.1804 | -6.5438 | -5.0658
19 | 42500 | -0.60311 | 52.4582 | 0.14427 | -0.57216 | -41.563 | 7.5285 | 30.1332 | 16.2552 | 2.438 | 5.4037 | 10.7098 | 4.4037 | 1.9137 | 2.6523 | 6.328 | 7.2303 | -6.5155 | -5.0375
19 | 43000 | -0.62304 | 52.5189 | 0.12686 | -0.57361 | -41.527 | 7.5703 | 30.0995 | 16.2715 | 2.4286 | 5.3892 | 10.6739 | 4.4697 | 1.8511 | 2.6677 | 6.2957 | 7.2086 | -6.543 | -4.9973
19 | 43500 | -0.62911 | 52.5039 | 0.082259 | -0.53415 | -41.4829 | 7.5777 | 30.1288 | 16.317 | 2.3929 | 5.3375 | 10.639 | 4.409 | 1.9141 | 2.6552 | 6.3283 | 7.228 | -6.5803 | -4.9794
19 | 44000 | -0.66771 | 52.4987 | 0.079114 | -0.51938 | -41.4443 | 7.6027 | 30.1453 | 16.3843 | 2.3685 | 5.3254 | 10.6361 | 4.3883 | 1.8584 | 2.6123 | 6.3421 | 7.2643 | -6.4799 | -5.0864
19 | 44500 | -0.58677 | 52.4373 | 0.11956 | -0.55781 | -41.3752 | 7.5737 | 30.0851 | 16.3784 | 2.3949 | 5.3322 | 10.6536 | 4.4447 | 1.8425 | 2.5773 | 6.2972 | 7.3115 | -6.5247 | -5.0959
19 | 45000 | -0.58661 | 52.4237 | 0.05272 | -0.59585 | -41.3888 | 7.5478 | 30.1173 | 16.3475 | 2.4488 | 5.3395 | 10.6217 | 4.508 | 1.8779 | 2.6559 | 6.2272 | 7.3551 | -6.5185 | -5.1256
19 | 45500 | -0.58387 | 52.3946 | 0.05993 | -0.56054 | -41.464 | 7.6596 | 30.1715 | 16.3845 | 2.4465 | 5.3237 | 10.5664 | 4.5752 | 1.8902 | 2.6177 | 6.2604 | 7.3705 | -6.6318 | -5.1727
19 | 46000 | -0.58779 | 52.3443 | 0.047245 | -0.51435 | -41.4622 | 7.673 | 30.0978 | 16.3778 | 2.488 | 5.2547 | 10.5604 | 4.623 | 1.9103 | 2.6243 | 6.2792 | 7.4482 | -6.6286 | -5.2277
19 | 46500 | -0.61878 | 52.3026 | 0.092866 | -0.45574 | -41.4635 | 7.6707 | 30.0978 | 16.3934 | 2.4505 | 5.2618 | 10.6515 | 4.6408 | 1.9441 | 2.6598 | 6.1848 | 7.4913 | -6.6549 | -5.3413
19 | 47000 | -0.62752 | 52.3808 | 0.10467 | -0.41122 | -41.4526 | 7.6792 | 30.097 | 16.3448 | 2.4332 | 5.1938 | 10.6658 | 4.5879 | 1.9484 | 2.6508 | 6.1741 | 7.5234 | -6.6918 | -5.2932
19 | 47500 | -0.59417 | 52.442 | 0.1328 | -0.39581 | -41.4237 | 7.6714 | 30.0898 | 16.2806 | 2.42 | 5.2296 | 10.6805 | 4.5825 | 1.8977 | 2.6553 | 6.1861 | 7.5214 | -6.6946 | -5.3737
19 | 48000 | -0.62766 | 52.4929 | 0.14504 | -0.41923 | -41.4194 | 7.6462 | 30.1133 | 16.2433 | 2.35 | 5.2189 | 10.7727 | 4.5927 | 1.8966 | 2.6353 | 6.1645 | 7.564 | -6.6797 | -5.3816
19 | 48500 | -0.67035 | 52.4722 | 0.15541 | -0.43559 | -41.4733 | 7.7254 | 30.1008 | 16.2346 | 2.386 | 5.1773 | 10.8095 | 4.5327 | 1.8774 | 2.6843 | 6.2127 | 7.5961 | -6.7124 | -5.3651
19 | 49000 | -0.68686 | 52.4646 | 0.1176 | -0.44272 | -41.4797 | 7.6549 | 30.092 | 16.2952 | 2.431 | 5.2081 | 10.8553 | 4.471 | 1.8751 | 2.6501 | 6.1816 | 7.635 | -6.6364 | -5.3781
19 | 49500 | -0.65888 | 52.464 | 0.11764 | -0.51968 | -41.4349 | 7.6336 | 30.1196 | 16.2952 | 2.4811 | 5.1008 | 10.921 | 4.5088 | 1.803 | 2.6924 | 6.2183 | 7.6436 | -6.6855 | -5.3924
19 | 50000 | -0.61909 | 52.4787 | 0.095838 | -0.50893 | -41.5028 | 7.582 | 30.1417 | 16.3327 | 2.4353 | 5.1343 | 10.8774 | 4.5749 | 1.8408 | 2.6581 | 6.2092 | 7.688 | -6.7136 | -5.3967
19 | 50500 | -0.68768 | 52.4671 | 0.062108 | -0.52669 | -41.5267 | 7.5517 | 30.0396 | 16.4005 | 2.379 | 5.1033 | 10.9216 | 4.5269 | 1.9598 | 2.6222 | 6.2549 | 7.7523 | -6.6519 | -5.3402
19 | 51000 | -0.70156 | 52.5437 | 0.090125 | -0.54593 | -41.5014 | 7.558 | 29.9574 | 16.4203 | 2.382 | 5.0949 | 10.9266 | 4.5454 | 1.8961 | 2.6831 | 6.1635 | 7.7083 | -6.6174 | -5.2954
19 | 51500 | -0.68946 | 52.5286 | 0.048215 | -0.53198 | -41.5279 | 7.5791 | 29.9813 | 16.4205 | 2.3763 | 5.0979 | 10.9415 | 4.4973 | 1.9273 | 2.6961 | 6.1864 | 7.635 | -6.6086 | -5.2497
19 | 52000 | -0.67016 | 52.4606 | 0.019311 | -0.52212 | -41.5361 | 7.6127 | 30.0298 | 16.4014 | 2.3764 | 5.0691 | 10.9485 | 4.5289 | 1.9356 | 2.6724 | 6.1735 | 7.61 | -6.609 | -5.1932
19 | 52500 | -0.64352 | 52.3647 | -0.030498 | -0.50122 | -41.5622 | 7.6095 | 30.0154 | 16.4383 | 2.3689 | 5.1036 | 11.025 | 4.562 | 1.8841 | 2.6866 | 6.214 | 7.6311 | -6.625 | -5.233
19 | 53000 | -0.63461 | 52.4715 | -0.05475 | -0.51307 | -41.5296 | 7.6677 | 29.9695 | 16.4184 | 2.3716 | 5.1349 | 10.9966 | 4.5155 | 1.8794 | 2.6877 | 6.1717 | 7.6748 | -6.6887 | -5.2307
19 | 53500 | -0.63139 | 52.5094 | 0.017617 | -0.51504 | -41.4741 | 7.6409 | 29.8708 | 16.3777 | 2.3647 | 5.1724 | 11.0299 | 4.5048 | 1.8479 | 2.6424 | 6.1892 | 7.6889 | -6.7318 | -5.1966
19 | 54000 | -0.60982 | 52.4941 | 0.063342 | -0.42516 | -41.4473 | 7.6991 | 29.856 | 16.3316 | 2.4121 | 5.1423 | 11.0023 | 4.4988 | 1.8749 | 2.5803 | 6.1505 | 7.6692 | -6.7573 | -5.2271
19 | 54500 | -0.62497 | 52.5086 | 0.10597 | -0.41129 | -41.4118 | 7.6517 | 29.8152 | 16.293 | 2.3816 | 5.1395 | 11.0199 | 4.4937 | 1.8483 | 2.6146 | 6.1291 | 7.6922 | -6.7399 | -5.1975
19 | 55000 | -0.57466 | 52.5411 | 0.094217 | -0.40948 | -41.3885 | 7.615 | 29.7858 | 16.3713 | 2.3752 | 5.0417 | 10.9765 | 4.4666 | 1.8489 | 2.5978 | 6.151 | 7.7176 | -6.6953 | -5.207
19 | 55500 | -0.58056 | 52.5824 | 0.044466 | -0.42017 | -41.4043 | 7.6323 | 29.7599 | 16.3743 | 2.3112 | 5.0135 | 10.9949 | 4.4991 | 1.8737 | 2.6006 | 6.1791 | 7.6918 | -6.6719 | -5.1727
19 | 56000 | -0.57795 | 52.584 | 0.017425 | -0.41923 | -41.3747 | 7.6363 | 29.7617 | 16.3255 | 2.3207 | 5.0958 | 10.9822 | 4.5152 | 1.9324 | 2.5789 | 6.1194 | 7.7034 | -6.6393 | -5.2538
19 | 56500 | -0.59186 | 52.5239 | 0.073496 | -0.46322 | -41.3738 | 7.6112 | 29.7256 | 16.36 | 2.3531 | 5.0978 | 10.9856 | 4.4868 | 1.9665 | 2.6487 | 6.0846 | 7.6855 | -6.6228 | -5.2434
19 | 57000 | -0.59027 | 52.5535 | 0.10486 | -0.43671 | -41.3846 | 7.6353 | 29.6856 | 16.3232 | 2.4135 | 5.0918 | 10.9621 | 4.4772 | 1.9711 | 2.5949 | 6.1011 | 7.7152 | -6.626 | -5.284
19 | 57500 | -0.57622 | 52.5691 | 0.12588 | -0.39105 | -41.3314 | 7.614 | 29.6246 | 16.3347 | 2.4022 | 5.1083 | 10.9453 | 4.4563 | 1.9303 | 2.5759 | 6.1505 | 7.7391 | -6.6937 | -5.276
19 | 58000 | -0.56106 | 52.5317 | 0.17439 | -0.37131 | -41.3268 | 7.5878 | 29.5822 | 16.3235 | 2.3965 | 5.1598 | 10.9503 | 4.4659 | 1.9467 | 2.5977 | 6.0974 | 7.7416 | -6.6972 | -5.2915
19 | 58500 | -0.56956 | 52.5587 | 0.19318 | -0.39073 | -41.2539 | 7.6295 | 29.5382 | 16.2563 | 2.3587 | 5.169 | 10.8886 | 4.4566 | 2.0288 | 2.5731 | 6.0849 | 7.7371 | -6.6778 | -5.2732
19 | 59000 | -0.61841 | 52.5183 | 0.19106 | -0.40232 | -41.2873 | 7.6553 | 29.5924 | 16.2407 | 2.3123 | 5.1082 | 10.8762 | 4.4813 | 2.0675 | 2.6332 | 6.0937 | 7.7909 | -6.6797 | -5.2655
19 | 59500 | -0.62065 | 52.5374 | 0.16093 | -0.36025 | -41.2469 | 7.6268 | 29.5519 | 16.249 | 2.2821 | 5.1124 | 10.8936 | 4.4308 | 2.0044 | 2.6402 | 6.1059 | 7.7719 | -6.5993 | -5.2324
19 | 60000 | -0.60011 | 52.5024 | 0.16357 | -0.36228 | -41.2951 | 7.6577 | 29.5854 | 16.3478 | 2.2827 | 5.0834 | 10.8729 | 4.4451 | 1.9986 | 2.595 | 6.1197 | 7.7749 | -6.6268 | -5.2372
19 | 60500 | -0.60399 | 52.4599 | 0.19654 | -0.38985 | -41.2829 | 7.6811 | 29.5642 | 16.3023 | 2.3079 | 5.0774 | 10.8977 | 4.4337 | 1.9859 | 2.5741 | 6.1253 | 7.7678 | -6.6002 | -5.1893
19 | 61000 | -0.59404 | 52.5182 | 0.16472 | -0.39182 | -41.2494 | 7.6647 | 29.5932 | 16.3319 | 2.3368 | 5.0618 | 10.9256 | 4.3893 | 1.938 | 2.5748 | 6.1358 | 7.7561 | -6.6253 | -5.2225
19 | 61500 | -0.59116 | 52.4736 | 0.15807 | -0.36634 | -41.2264 | 7.6881 | 29.5868 | 16.3095 | 2.3794 | 5.076 | 10.9256 | 4.3742 | 1.9135 | 2.5516 | 6.1045 | 7.7964 | -6.588 | -5.2575
19 | 62000 | -0.59641 | 52.4879 | 0.16311 | -0.39799 | -41.2551 | 7.6501 | 29.6243 | 16.3323 | 2.4258 | 5.1079 | 10.9 | 4.3721 | 1.8578 | 2.5964 | 6.1353 | 7.756 | -6.5755 | -5.2763
19 | 62500 | -0.59839 | 52.5191 | 0.098205 | -0.43937 | -41.2585 | 7.6653 | 29.6368 | 16.3501 | 2.4069 | 5.1321 | 10.8735 | 4.4078 | 1.8531 | 2.6134 | 6.1049 | 7.7525 | -6.5396 | -5.2701
19 | 63000 | -0.58084 | 52.4873 | 0.1234 | -0.39275 | -41.2783 | 7.6374 | 29.6853 | 16.2965 | 2.4178 | 5.1736 | 10.8717 | 4.4316 | 1.8583 | 2.6192 | 6.0638 | 7.7387 | -6.5407 | -5.3042
19 | 63500 | -0.58107 | 52.523 | 0.1002 | -0.38077 | -41.279 | 7.5688 | 29.6806 | 16.2612 | 2.4074 | 5.1796 | 10.9005 | 4.4317 | 1.8855 | 2.5856 | 6.1168 | 7.7005 | -6.4785 | -5.3143
19 | 64000 | -0.57318 | 52.5402 | 0.069915 | -0.39023 | -41.2195 | 7.5541 | 29.6863 | 16.2838 | 2.3855 | 5.2083 | 10.9007 | 4.4649 | 1.8735 | 2.576 | 6.152 | 7.6825 | -6.5273 | -5.3598
19 | 64500 | -0.55004 | 52.5483 | 0.056568 | -0.39275 | -41.2541 | 7.5008 | 29.6692 | 16.3069 | 2.394 | 5.2357 | 10.8955 | 4.4498 | 1.892 | 2.6094 | 6.1341 | 7.6866 | -6.5399 | -5.3345
19 | 65000 | -0.5299 | 52.5405 | 0.030732 | -0.40271 | -41.2777 | 7.5143 | 29.7004 | 16.3316 | 2.3974 | 5.2331 | 10.9369 | 4.4334 | 1.8702 | 2.5746 | 6.0755 | 7.7149 | -6.5058 | -5.3296
19 | 65500 | -0.51769 | 52.5326 | 0.043882 | -0.36997 | -41.2563 | 7.4955 | 29.6898 | 16.3175 | 2.4202 | 5.2552 | 10.9155 | 4.401 | 1.8943 | 2.5579 | 6.0897 | 7.6808 | -6.5277 | -5.3143
19 | 66000 | -0.51239 | 52.515 | 0.031024 | -0.348 | -41.2654 | 7.5098 | 29.6663 | 16.3262 | 2.3919 | 5.2722 | 10.9321 | 4.4213 | 1.8889 | 2.5677 | 6.0991 | 7.6853 | -6.5442 | -5.3289
19 | 66500 | -0.46992 | 52.5382 | 0.06665 | -0.33524 | -41.2985 | 7.5293 | 29.6271 | 16.3578 | 2.3834 | 5.2225 | 10.9812 | 4.3947 | 1.9285 | 2.547 | 6.0797 | 7.7051 | -6.5906 | -5.3592
19 | 67000 | -0.46221 | 52.5812 | 0.049121 | -0.32296 | -41.2493 | 7.5505 | 29.5741 | 16.3397 | 2.4082 | 5.2012 | 10.9303 | 4.3648 | 1.9506 | 2.5694 | 6.0846 | 7.6728 | -6.5638 | -5.3705
19 | 67500 | -0.4547 | 52.6221 | 0.057469 | -0.30492 | -41.2404 | 7.5069 | 29.5755 | 16.3172 | 2.4528 | 5.1889 | 10.9001 | 4.363 | 1.9611 | 2.5278 | 6.0907 | 7.6605 | -6.5152 | -5.4011
19 | 68000 | -0.44323 | 52.6088 | 0.05963 | -0.35201 | -41.2989 | 7.5134 | 29.5948 | 16.2973 | 2.5037 | 5.1624 | 10.9318 | 4.3445 | 1.9857 | 2.5206 | 6.1267 | 7.6521 | -6.5069 | -5.3927
19 | 68500 | -0.42886 | 52.6395 | 0.0019151 | -0.35251 | -41.2491 | 7.4942 | 29.5663 | 16.3202 | 2.5266 | 5.1132 | 10.921 | 4.3506 | 2.0105 | 2.5092 | 6.0969 | 7.6889 | -6.4924 | -5.4083
19 | 69000 | -0.41855 | 52.6233 | -0.030928 | -0.34466 | -41.2924 | 7.5008 | 29.5524 | 16.2933 | 2.5618 | 5.0999 | 10.9254 | 4.3432 | 2.0346 | 2.5516 | 6.0847 | 7.7477 | -6.5033 | -5.4209
19 | 69500 | -0.43202 | 52.5696 | -0.0072366 | -0.34885 | -41.3351 | 7.5176 | 29.5505 | 16.2692 | 2.6177 | 5.057 | 11.0042 | 4.3058 | 2.0238 | 2.5821 | 6.077 | 7.7983 | -6.5119 | -5.4299
19 | 70000 | -0.39127 | 52.585 | 0.0001727 | -0.3572 | -41.3466 | 7.5022 | 29.6032 | 16.1808 | 2.6407 | 4.9981 | 11.007 | 4.2937 | 2.0126 | 2.6054 | 6.0902 | 7.778 | -6.5053 | -5.3888
19 | 70500 | -0.37017 | 52.607 | 0.019573 | -0.32909 | -41.358 | 7.5146 | 29.5736 | 16.1407 | 2.6624 | 4.9799 | 10.9655 | 4.306 | 2.0134 | 2.6524 | 6.0868 | 7.7449 | -6.5274 | -5.3744
19 | 71000 | -0.37453 | 52.5992 | 0.023789 | -0.35792 | -41.3929 | 7.5116 | 29.5871 | 16.1369 | 2.6909 | 4.9812 | 11.0338 | 4.2824 | 2.0342 | 2.6495 | 6.0716 | 7.7655 | -6.5983 | -5.3364
19 | 71500 | -0.36651 | 52.5723 | -0.00034329 | -0.35212 | -41.4572 | 7.557 | 29.5831 | 16.1862 | 2.734 | 4.9798 | 11.0653 | 4.2932 | 2.0607 | 2.6029 | 6.1361 | 7.762 | -6.6415 | -5.4072
19 | 72000 | -0.34996 | 52.5872 | -0.031244 | -0.36532 | -41.4498 | 7.5579 | 29.5763 | 16.1933 | 2.7098 | 4.9961 | 11.0804 | 4.2659 | 2.0814 | 2.6217 | 6.1474 | 7.7416 | -6.6389 | -5.4162
19 | 72500 | -0.37147 | 52.5308 | -0.010331 | -0.39167 | -41.4668 | 7.5554 | 29.6252 | 16.1905 | 2.7057 | 5.0003 | 11.057 | 4.2639 | 2.048 | 2.6713 | 6.1724 | 7.7778 | -6.6267 | -5.4237
19 | 73000 | -0.38498 | 52.5195 | -0.0022897 | -0.39273 | -41.461 | 7.5988 | 29.6248 | 16.1959 | 2.6693 | 5.0658 | 11.065 | 4.2289 | 2.0264 | 2.6693 | 6.1662 | 7.7237 | -6.626 | -5.3789
19 | 73500 | -0.37869 | 52.5546 | 0.00030221 | -0.36869 | -41.4502 | 7.6049 | 29.6135 | 16.1797 | 2.6708 | 5.044 | 11.0676 | 4.1955 | 2.0229 | 2.6459 | 6.1488 | 7.737 | -6.5891 | -5.3911
19 | 74000 | -0.39329 | 52.5546 | 0.0090687 | -0.328 | -41.4731 | 7.6018 | 29.6126 | 16.1962 | 2.6563 | 5.0247 | 11.0575 | 4.171 | 2.0092 | 2.6382 | 6.1218 | 7.7705 | -6.5742 | -5.3472
19 | 74500 | -0.38871 | 52.5751 | 0.0046688 | -0.36053 | -41.5051 | 7.6058 | 29.5913 | 16.1754 | 2.6661 | 5.0471 | 11.0266 | 4.1674 | 2.011 | 2.6443 | 6.1486 | 7.7671 | -6.5456 | -5.3227
19 | 75000 | -0.35166 | 52.5688 | -0.02608 | -0.35056 | -41.4641 | 7.5932 | 29.5498 | 16.1835 | 2.6263 | 5.0634 | 11.0199 | 4.1614 | 2.0474 | 2.6661 | 6.1478 | 7.815 | -6.604 | -5.3383
19 | 75500 | -0.36058 | 52.567 | -0.053479 | -0.36654 | -41.4928 | 7.635 | 29.5342 | 16.1827 | 2.6642 | 5.0709 | 11.0055 | 4.182 | 2.0142 | 2.6305 | 6.1799 | 7.8609 | -6.6193 | -5.3266
19 | 76000 | -0.31008 | 52.5229 | -0.060601 | -0.385 | -41.5072 | 7.6291 | 29.5699 | 16.1863 | 2.6385 | 5.0278 | 11.0534 | 4.1826 | 2.0314 | 2.6453 | 6.1501 | 7.8182 | -6.5376 | -5.3472
19 | 76500 | -0.30628 | 52.5379 | -0.011041 | -0.38346 | -41.525 | 7.6329 | 29.5314 | 16.2283 | 2.6213 | 4.9816 | 11.0354 | 4.1777 | 2.0351 | 2.6309 | 6.1701 | 7.8193 | -6.5305 | -5.3378
19 | 77000 | -0.32935 | 52.5481 | -0.010598 | -0.41728 | -41.5055 | 7.636 | 29.5255 | 16.2358 | 2.6412 | 4.9921 | 11.012 | 4.1618 | 2.075 | 2.6007 | 6.1823 | 7.826 | -6.5166 | -5.3494
19 | 77500 | -0.35953 | 52.5674 | 0.021595 | -0.44509 | -41.4571 | 7.5973 | 29.4679 | 16.2959 | 2.6441 | 4.9875 | 11.0261 | 4.1641 | 2.0546 | 2.6016 | 6.1965 | 7.8039 | -6.4881 | -5.3707
19 | 78000 | -0.36365 | 52.5722 | 0.017883 | -0.4213 | -41.4478 | 7.5626 | 29.447 | 16.2694 | 2.5985 | 4.9826 | 11.0231 | 4.1795 | 2.062 | 2.6137 | 6.2249 | 7.8051 | -6.3907 | -5.4273
19 | 78500 | -0.37629 | 52.5737 | 0.02349 | -0.42479 | -41.4417 | 7.6058 | 29.4231 | 16.2397 | 2.6134 | 4.9783 | 11.0463 | 4.2147 | 2.0826 | 2.6256 | 6.2381 | 7.8273 | -6.4696 | -5.4719
19 | 79000 | -0.36109 | 52.5663 | 0.01367 | -0.42054 | -41.4099 | 7.555 | 29.4328 | 16.2347 | 2.6252 | 4.9757 | 11.0526 | 4.2436 | 2.0966 | 2.6203 | 6.2531 | 7.8219 | -6.5166 | -5.4755
19 | 79500 | -0.31686 | 52.5831 | 0.025006 | -0.42328 | -41.4214 | 7.589 | 29.4213 | 16.2101 | 2.6117 | 4.9473 | 11.0554 | 4.2806 | 2.0799 | 2.6391 | 6.2161 | 7.8285 | -6.499 | -5.5188
19 | 80000 | -0.29301 | 52.6091 | -0.012299 | -0.40822 | -41.437 | 7.59 | 29.4159 | 16.2062 | 2.6076 | 4.9385 | 11.0714 | 4.2732 | 2.0608 | 2.6407 | 6.1781 | 7.8358 | -6.5059 | -5.4633
19 | 80500 | -0.30118 | 52.5946 | -0.026894 | -0.37155 | -41.446 | 7.6017 | 29.3948 | 16.1983 | 2.6071 | 4.9511 | 11.0921 | 4.2722 | 2.0305 | 2.6607 | 6.1612 | 7.8298 | -6.5497 | -5.3908
19 | 81000 | -0.30643 | 52.6117 | -0.037059 | -0.38429 | -41.4206 | 7.6144 | 29.3944 | 16.2231 | 2.6227 | 4.923 | 11.0806 | 4.258 | 2.0269 | 2.6656 | 6.1703 | 7.8224 | -6.5374 | -5.4196
19 | 81500 | -0.27233 | 52.6169 | -0.035187 | -0.41794 | -41.4236 | 7.5997 | 29.4156 | 16.2068 | 2.6094 | 4.8947 | 11.0654 | 4.259 | 2.0398 | 2.6886 | 6.1365 | 7.8181 | -6.4752 | -5.4184
19 | 82000 | -0.25704 | 52.6438 | -0.044549 | -0.4021 | -41.3759 | 7.5716 | 29.3905 | 16.2297 | 2.5908 | 4.8868 | 11.0715 | 4.2776 | 2.0339 | 2.6964 | 6.1068 | 7.8225 | -6.4967 | -5.4378
19 | 82500 | -0.23566 | 52.6463 | -0.066266 | -0.39705 | -41.3801 | 7.576 | 29.3738 | 16.2472 | 2.5929 | 4.933 | 11.0969 | 4.3163 | 2.0259 | 2.6542 | 6.1033 | 7.8136 | -6.5124 | -5.48
19 | 83000 | -0.22014 | 52.6142 | -0.070932 | -0.38532 | -41.3806 | 7.5865 | 29.3458 | 16.2384 | 2.5956 | 4.9805 | 11.0949 | 4.3292 | 2.0103 | 2.6554 | 6.1182 | 7.8052 | -6.5267 | -5.4828
19 | 83500 | -0.19083 | 52.6049 | -0.039648 | -0.35166 | -41.3946 | 7.5367 | 29.3962 | 16.2711 | 2.585 | 4.9795 | 11.1022 | 4.3259 | 1.9969 | 2.6742 | 6.0849 | 7.7561 | -6.5308 | -5.4983
19 | 84000 | -0.21543 | 52.6086 | -0.0055906 | -0.37745 | -41.4118 | 7.5364 | 29.4257 | 16.2723 | 2.5622 | 5.013 | 11.1025 | 4.3427 | 1.9753 | 2.6881 | 6.0767 | 7.7488 | -6.5502 | -5.4841
19 | 84500 | -0.18955 | 52.654 | -0.022761 | -0.38583 | -41.3815 | 7.5486 | 29.3993 | 16.2503 | 2.581 | 5.0296 | 11.0981 | 4.3249 | 1.973 | 2.6235 | 6.0487 | 7.7373 | -6.5123 | -5.4686
19 | 85000 | -0.18761 | 52.6522 | -0.0066492 | -0.39042 | -41.3881 | 7.5533 | 29.3656 | 16.2264 | 2.5718 | 5.0335 | 11.0943 | 4.3326 | 1.9724 | 2.6243 | 6.041 | 7.7469 | -6.5251 | -5.4088
19 | 85500 | -0.18496 | 52.6713 | -0.018475 | -0.393 | -41.4114 | 7.5244 | 29.3917 | 16.207 | 2.599 | 5.0421 | 11.1222 | 4.3308 | 1.9927 | 2.6274 | 6.0588 | 7.7179 | -6.5424 | -5.4272
19 | 86000 | -0.1416 | 52.6994 | -0.039391 | -0.41273 | -41.4451 | 7.5296 | 29.3888 | 16.2042 | 2.6094 | 5.0623 | 11.0882 | 4.308 | 1.9842 | 2.6329 | 6.0763 | 7.6972 | -6.5216 | -5.4123
19 | 86500 | -0.1689 | 52.7172 | -0.042785 | -0.37959 | -41.4371 | 7.5114 | 29.3842 | 16.2147 | 2.5623 | 5.095 | 11.0928 | 4.2991 | 2.0008 | 2.6637 | 6.0736 | 7.6853 | -6.5307 | -5.4331
19 | 87000 | -0.17015 | 52.7019 | -0.0072502 | -0.39749 | -41.4261 | 7.5021 | 29.3494 | 16.1972 | 2.5643 | 5.1058 | 11.0742 | 4.3397 | 2.0372 | 2.6656 | 6.0617 | 7.7176 | -6.5335 | -5.4744
19 | 87500 | -0.15751 | 52.7557 | -0.0058601 | -0.39414 | -41.406 | 7.5215 | 29.3702 | 16.1792 | 2.5081 | 5.0909 | 11.0647 | 4.3325 | 2.0294 | 2.6778 | 6.0414 | 7.6631 | -6.4937 | -5.4696
19 | 88000 | -0.17385 | 52.7306 | -0.0003537 | -0.38441 | -41.4077 | 7.5519 | 29.361 | 16.1788 | 2.488 | 5.0876 | 11.061 | 4.3379 | 2.0668 | 2.6808 | 6.0498 | 7.6631 | -6.4974 | -5.4858
19 | 88500 | -0.1632 | 52.7593 | -0.029936 | -0.39028 | -41.423 | 7.5397 | 29.3207 | 16.1877 | 2.4978 | 5.0974 | 11.0544 | 4.3415 | 2.0927 | 2.7091 | 6.0575 | 7.6744 | -6.5136 | -5.5045
19 | 89000 | -0.14278 | 52.7557 | -0.023721 | -0.3903 | -41.4636 | 7.5338 | 29.3366 | 16.1678 | 2.4832 | 5.103 | 11.0438 | 4.3322 | 2.1127 | 2.677 | 6.1071 | 7.6979 | -6.4841 | -5.5386
19 | 89500 | -0.16015 | 52.7751 | -0.037342 | -0.40236 | -41.4489 | 7.5044 | 29.3398 | 16.1549 | 2.5142 | 5.06 | 11.0918 | 4.3306 | 2.1609 | 2.654 | 6.0961 | 7.6967 | -6.5212 | -5.5009
19 | 90000 | -0.18407 | 52.7494 | -0.045935 | -0.40319 | -41.484 | 7.5169 | 29.3697 | 16.1324 | 2.4954 | 5.0875 | 11.0928 | 4.3768 | 2.1322 | 2.6378 | 6.0793 | 7.742 | -6.4996 | -5.4876
19 | 90500 | -0.19683 | 52.7324 | -0.051401 | -0.38954 | -41.4901 | 7.5203 | 29.3607 | 16.1469 | 2.5025 | 5.1252 | 11.0789 | 4.4197 | 2.1348 | 2.6348 | 6.0917 | 7.713 | -6.5421 | -5.4832
19 | 91000 | -0.20934 | 52.6923 | -0.065906 | -0.40838 | -41.5025 | 7.5189 | 29.3466 | 16.1826 | 2.5286 | 5.1219 | 11.0833 | 4.4344 | 2.1289 | 2.6159 | 6.0925 | 7.7411 | -6.5043 | -5.4887
19 | 91500 | -0.21098 | 52.7344 | -0.055354 | -0.46113 | -41.4639 | 7.4933 | 29.3314 | 16.1472 | 2.5645 | 5.1106 | 11.0902 | 4.4408 | 2.1201 | 2.6212 | 6.0786 | 7.7382 | -6.5065 | -5.465
19 | 92000 | -0.20259 | 52.6922 | -0.059382 | -0.46155 | -41.4766 | 7.4935 | 29.3312 | 16.1731 | 2.5879 | 5.111 | 11.0783 | 4.4262 | 2.1183 | 2.6149 | 6.0824 | 7.737 | -6.4827 | -5.4554
19 | 92500 | -0.1613 | 52.7009 | -0.065461 | -0.47052 | -41.4874 | 7.4591 | 29.3558 | 16.1803 | 2.5707 | 5.1365 | 11.0835 | 4.4073 | 2.094 | 2.6047 | 6.0795 | 7.7249 | -6.4853 | -5.4196
19 | 93000 | -0.14742 | 52.6766 | -0.099658 | -0.45754 | -41.4969 | 7.4445 | 29.3461 | 16.2187 | 2.5481 | 5.1338 | 11.0783 | 4.4057 | 2.1071 | 2.6379 | 6.0712 | 7.7533 | -6.5157 | -5.3963
19 | 93500 | -0.09656 | 52.6403 | -0.085306 | -0.46078 | -41.4721 | 7.4113 | 29.3291 | 16.2212 | 2.5276 | 5.15 | 11.0789 | 4.3894 | 2.0966 | 2.6252 | 6.0887 | 7.773 | -6.5053 | -5.4036
19 | 94000 | -0.10627 | 52.6381 | -0.066356 | -0.46663 | -41.4465 | 7.4257 | 29.295 | 16.1974 | 2.5427 | 5.1199 | 11.0443 | 4.4091 | 2.107 | 2.646 | 6.085 | 7.7964 | -6.5413 | -5.3719
19 | 94500 | -0.11153 | 52.645 | -0.060563 | -0.4759 | -41.4356 | 7.4618 | 29.2575 | 16.2024 | 2.5101 | 5.1236 | 11.0393 | 4.4174 | 2.0932 | 2.6894 | 6.0948 | 7.8242 | -6.5682 | -5.3992
19 | 95000 | -0.1161 | 52.6466 | -0.024432 | -0.48847 | -41.428 | 7.4343 | 29.2612 | 16.1787 | 2.5316 | 5.1274 | 11.0172 | 4.4101 | 2.1096 | 2.7059 | 6.0967 | 7.829 | -6.6021 | -5.3814
19 | 95500 | -0.11616 | 52.6797 | -0.036568 | -0.46586 | -41.407 | 7.4444 | 29.2609 | 16.1341 | 2.5057 | 5.1087 | 11.022 | 4.4604 | 2.1048 | 2.6811 | 6.1233 | 7.8088 | -6.6295 | -5.3711
19 | 96000 | -0.12625 | 52.6851 | -0.028895 | -0.431 | -41.4503 | 7.4328 | 29.2823 | 16.1905 | 2.4877 | 5.096 | 11.022 | 4.4579 | 2.102 | 2.6939 | 6.1207 | 7.7978 | -6.6381 | -5.3866
19 | 96500 | -0.12026 | 52.6658 | -0.037482 | -0.45333 | -41.4504 | 7.4232 | 29.2397 | 16.2401 | 2.4771 | 5.0967 | 11.0411 | 4.4646 | 2.1116 | 2.7108 | 6.129 | 7.7865 | -6.653 | -5.3639
19 | 97000 | -0.14999 | 52.6679 | -0.040917 | -0.44746 | -41.4384 | 7.4453 | 29.2442 | 16.2237 | 2.5219 | 5.1006 | 11.023 | 4.4661 | 2.1325 | 2.7085 | 6.132 | 7.7776 | -6.6392 | -5.4196
19 | 97500 | -0.16135 | 52.6499 | -0.066077 | -0.45205 | -41.4009 | 7.4707 | 29.2106 | 16.2109 | 2.5212 | 5.1397 | 10.9971 | 4.4733 | 2.1446 | 2.688 | 6.1191 | 7.795 | -6.6543 | -5.3777
19 | 98000 | -0.14961 | 52.6354 | -0.080383 | -0.43969 | -41.4075 | 7.5014 | 29.2253 | 16.2503 | 2.493 | 5.1216 | 11.0106 | 4.4494 | 2.1291 | 2.6745 | 6.1025 | 7.7874 | -6.6222 | -5.3732
19 | 98500 | -0.16479 | 52.6106 | -0.11333 | -0.43023 | -41.4114 | 7.5444 | 29.2575 | 16.2548 | 2.4748 | 5.1005 | 11.0157 | 4.4903 | 2.1181 | 2.6739 | 6.0839 | 7.784 | -6.6339 | -5.3471
19 | 99000 | -0.17766 | 52.6166 | -0.083404 | -0.44951 | -41.4245 | 7.5456 | 29.3093 | 16.233 | 2.4847 | 5.1298 | 10.9774 | 4.4787 | 2.1317 | 2.6416 | 6.0923 | 7.7742 | -6.6777 | -5.2946
19 | 99500 | -0.1845 | 52.6085 | -0.070775 | -0.43681 | -41.4237 | 7.5118 | 29.3134 | 16.2713 | 2.4649 | 5.113 | 10.9864 | 4.4746 | 2.13 | 2.6523 | 6.0804 | 7.7857 | -6.6505 | -5.3182
19 | 100000 | -0.21646 | 52.5695 | -0.068772 | -0.42624 | -41.4139 | 7.535 | 29.3155 | 16.2582 | 2.4977 | 5.0983 | 10.9627 | 4.5021 | 2.1407 | 2.6503 | 6.0831 | 7.8032 | -6.6681 | -5.3151
20 | 100 | -2.3509 | 59.7868 | -9.509 | 3.6891 | -49.4879 | -7.8358 | 49.933 | 13.7556 | -0.4176 | -4.7894 | 5.4987 | 4.9744 | -12.8061 | 6.8796 | 9.6231 | 16.4837 | 12.7219 | 3.3507
20 | 500 | -3.5973 | 55.3381 | -2.8721 | -3.1882 | -46.1559 | 12.0754 | 32.9973 | 23.2305 | 3.6687 | -1.9767 | 7.5467 | 4.475 | 0.52906 | 5.9776 | 6.3227 | 7.4566 | -3.7135 | 1.3856
20 | 1000 | -2.7486 | 57.5666 | 1.6169 | -1.9877 | -42.1322 | 7.4016 | 28.8912 | 20.5215 | 0.55914 | -2.5267 | 9.8371 | 2.0347 | 2.4538 | 3.2618 | 8.6652 | 7.4391 | -1.0688 | -0.28476
20 | 1500 | -3.2035 | 56.1525 | 2.795 | -0.70833 | -43.1004 | 6.4989 | 30.3299 | 16.959 | 2.6113 | 1.6764 | 9.5541 | 1.726 | 2.6176 | 1.3216 | 7.0386 | 8.3274 | -0.36736 | -0.72913
20 | 2000 | -4.0857 | 55.1983 | 1.3181 | 0.27352 | -44.0147 | 5.7563 | 29.6988 | 18.5411 | 2.2767 | 3.8575 | 8.715 | 2.8715 | 3.4072 | 1.5258 | 8.7101 | 6.3441 | -0.1921 | -0.70184
20 | 2500 | -3.016 | 54.6253 | 0.74671 | -0.021989 | -44.919 | 6.8325 | 30.768 | 16.7025 | 2.5693 | 3.3231 | 8.7263 | 3.492 | 2.2585 | 1.5023 | 8.8363 | 5.6668 | 0.13479 | 1.2723
20 | 3000 | -2.854 | 55.0447 | 0.43323 | -0.2977 | -44.5293 | 6.5459 | 31.0973 | 16.0937 | 3.1463 | 3.3858 | 8.117 | 3.499 | 1.9558 | 1.4004 | 8.935 | 5.8683 | 1.8084 | -0.15009
20 | 3500 | -2.2848 | 54.7375 | 1.3699 | -0.046985 | -43.9892 | 6.1412 | 31.5702 | 15.7659 | 2.2511 | 3.1278 | 8.8892 | 3.1402 | 1.9182 | 1.6999 | 8.1938 | 4.5641 | 1.7673 | 0.68433
20 | 4000 | -1.5225 | 55.0325 | 1.1114 | 0.24829 | -44.2887 | 6.6266 | 29.9191 | 15.6517 | 1.9981 | 3.8335 | 9.3122 | 3.1897 | 2.0295 | 1.9516 | 7.2323 | 5.5767 | 1.5011 | 0.096621
20 | 4500 | -1.385 | 54.9941 | 0.33045 | 0.24758 | -44.1452 | 6.117 | 29.5062 | 15.7415 | 1.8152 | 3.948 | 9.4104 | 3.6523 | 2.1865 | 1.7576 | 7.544 | 5.8743 | 1.1639 | 0.74109
20 | 5000 | -1.342 | 54.9562 | 0.16777 | -0.093802 | -44.1388 | 5.8884 | 29.8554 | 15.863 | 1.6328 | 4.4435 | 8.5677 | 4.6419 | 2.3462 | 1.982 | 7.5023 | 5.8073 | 0.93086 | 0.4889
20 | 5500 | -1.9015 | 55.4306 | 0.35844 | -0.46661 | -44.0157 | 6.4977 | 28.5487 | 15.7616 | 1.7885 | 4.6925 | 8.6511 | 4.974 | 2.0485 | 2.7145 | 6.8516 | 6.3616 | 0.47974 | 0.72431
20 | 6000 | -1.8291 | 55.0984 | 0.072373 | -0.29739 | -43.8011 | 6.465 | 29.0116 | 15.7709 | 2.4644 | 4.5493 | 9.1396 | 4.621 | 1.8418 | 2.8337 | 7.0744 | 5.6234 | 0.20851 | 0.65285
20 | 6500 | -1.3301 | 55.4733 | -0.11207 | -0.90237 | -43.4542 | 6.9884 | 29.4884 | 15.7278 | 2.3284 | 4.3088 | 9.1222 | 4.6004 | 1.8094 | 2.8611 | 7.2961 | 5.4977 | -0.44774 | 0.24412
20 | 7000 | -1.3242 | 55.0167 | 0.44765 | -1.1114 | -42.82 | 6.8669 | 29.1715 | 15.8124 | 2.2046 | 4.6308 | 8.9079 | 4.964 | 1.2864 | 2.7714 | 7.1175 | 5.7297 | -0.74472 | 0.57265
20 | 7500 | -1.3348 | 55.2391 | 0.39988 | -0.80614 | -43.269 | 7.2655 | 29.3015 | 15.5293 | 2.3005 | 4.603 | 8.6632 | 5.2789 | 0.98257 | 2.8014 | 6.4056 | 6.0606 | -0.39374 | 0.4725
20 | 8000 | -1.4369 | 55.3703 | 0.42073 | -1.1126 | -42.8173 | 7.6323 | 29.2011 | 15.0713 | 2.2826 | 4.6796 | 8.6395 | 5.2056 | 0.65414 | 2.7228 | 6.3412 | 6.2371 | 0.10225 | 0.30605
20 | 8500 | -1.1723 | 54.893 | 0.5275 | -0.96725 | -42.7011 | 7.7615 | 29.2769 | 15.1071 | 2.5483 | 4.7794 | 8.5798 | 4.9676 | 0.68228 | 2.6541 | 6.2079 | 6.1176 | -0.069829 | 0.30723
20 | 9000 | -1.0198 | 54.926 | 0.4978 | -0.85628 | -42.6409 | 7.636 | 29.5201 | 14.64 | 2.7461 | 4.8123 | 8.719 | 4.7252 | 0.53954 | 2.7195 | 6.1445 | 5.9064 | 0.20261 | 0.28165
20 | 9500 | -1.1298 | 55.0327 | 0.22546 | -0.9446 | -41.8975 | 7.4777 | 29.2171 | 14.4919 | 2.4039 | 4.7627 | 8.4062 | 4.6021 | 0.92402 | 2.7458 | 6.1365 | 5.8343 | 0.30063 | 0.9104
20 | 10000 | -1.0635 | 54.6909 | 0.39052 | -0.99258 | -42.0099 | 7.3931 | 29.0452 | 14.5708 | 2.5457 | 4.9711 | 8.3061 | 4.371 | 0.7567 | 2.7997 | 6.3329 | 5.7443 | 0.79297 | 0.85483
20 | 10500 | -1.1126 | 54.5461 | 0.47502 | -0.60949 | -42.448 | 7.1422 | 29.2079 | 14.9231 | 2.2316 | 4.9824 | 8.1334 | 4.5653 | 1.1681 | 2.7891 | 6.3443 | 5.8117 | 0.96843 | 0.38129
20 | 11000 | -1.0281 | 54.2718 | 0.3964 | -0.73091 | -42.458 | 7.2907 | 29.2927 | 15.1247 | 2.0503 | 5.1768 | 7.972 | 4.0823 | 1.277 | 2.9293 | 6.3421 | 6.016 | 1.2474 | 0.24726
20 | 11500 | -0.90676 | 54.0024 | 0.33961 | -0.63938 | -42.0547 | 7.4135 | 28.9955 | 15.3877 | 1.7643 | 4.9151 | 8.1384 | 4.352 | 1.2423 | 2.7988 | 6.5149 | 6.1887 | 1.0341 | 0.013209
20 | 12000 | -0.92529 | 53.7531 | 0.2324 | -0.78116 | -42.5444 | 7.4236 | 29.1971 | 15.6857 | 1.8023 | 4.6077 | 8.3144 | 4.3681 | 1.1734 | 2.8175 | 6.874 | 6.1453 | 1.3287 | 0.027468
20 | 12500 | -0.95668 | 53.9876 | 0.091079 | -0.84566 | -42.5508 | 7.1989 | 29.2757 | 15.4267 | 1.9519 | 4.8438 | 8.5056 | 4.3513 | 0.97864 | 2.9695 | 6.7353 | 6.3352 | 1.1616 | 0.03987
20 | 13000 | -0.9093 | 54.0447 | 0.092467 | -0.81686 | -42.6256 | 6.9229 | 29.4323 | 15.4724 | 2.1368 | 4.804 | 8.4484 | 4.2632 | 0.98064 | 2.9016 | 6.7865 | 6.4291 | 0.74552 | 0.39113
20 | 13500 | -0.84784 | 53.844 | 0.11375 | -0.87312 | -42.8777 | 6.8997 | 29.7102 | 15.7012 | 2.3268 | 4.6778 | 8.4328 | 4.5392 | 0.95758 | 2.4471 | 6.7443 | 6.3331 | 0.93441 | 0.43648
20 | 14000 | -0.85861 | 53.7721 | 0.098387 | -0.88724 | -42.7783 | 7.0265 | 29.6047 | 15.9722 | 2.2579 | 4.7855 | 8.3194 | 4.4999 | 0.97769 | 2.3939 | 6.709 | 6.3112 | 0.56316 | 0.73225
20 | 14500 | -0.90433 | 53.7623 | 0.038467 | -0.96766 | -42.8843 | 7.1425 | 29.6908 | 15.8902 | 2.2968 | 4.9517 | 8.2263 | 4.4951 | 0.98243 | 2.3427 | 6.8318 | 6.3677 | 0.4447 | 0.79267
20 | 15000 | -0.76096 | 53.746 | 0.074901 | -1.0426 | -42.9143 | 7.3572 | 29.6333 | 15.7002 | 2.2458 | 4.8413 | 8.2018 | 4.4598 | 1.0737 | 2.2748 | 6.8677 | 6.2869 | 0.59646 | 0.858
20 | 15500 | -0.63977 | 54.0706 | -0.0025353 | -1.171 | -42.7275 | 7.1968 | 29.4979 | 15.592 | 2.3496 | 4.7442 | 7.9857 | 4.3093 | 1.3645 | 2.1714 | 6.9235 | 5.8322 | 0.90737 | 1.0956
20 | 16000 | -0.69026 | 54.2677 | 0.031266 | -1.0272 | -42.8347 | 6.9964 | 29.2139 | 15.7608 | 2.3716 | 4.9513 | 8.014 | 4.2833 | 1.4837 | 2.267 | 6.908 | 5.8035 | 0.48273 | 1.2166
20 | 16500 | -0.76257 | 54.31 | 0.15375 | -1.2098 | -42.7595 | 7.0796 | 29.424 | 15.7444 | 2.3916 | 4.9861 | 7.8578 | 4.3498 | 1.3636 | 2.3899 | 6.8334 | 5.6728 | 0.56475 | 1.1102
20 | 17000 | -0.88508 | 54.4635 | 0.030837 | -1.3521 | -42.727 | 7.0088 | 29.6638 | 15.867 | 2.4917 | 4.9249 | 7.8699 | 4.1852 | 1.4664 | 2.3338 | 6.7942 | 5.8102 | 0.44581 | 1.108
20 | 17500 | -0.99457 | 54.9094 | -0.023191 | -1.2952 | -42.6702 | 6.7493 | 29.3825 | 15.8371 | 2.5193 | 5.0206 | 7.9978 | 4.2378 | 1.3901 | 2.3513 | 6.7166 | 5.8047 | 0.27214 | 1.2943
20 | 18000 | -0.90219 | 55.0547 | -0.036812 | -1.4059 | -42.7673 | 6.8029 | 29.3577 | 15.694 | 2.4516 | 4.9233 | 8.0434 | 4.1853 | 1.4976 | 2.5965 | 6.614 | 5.6543 | 0.50293 | 1.2337
20 | 18500 | -0.91719 | 54.9139 | -0.052996 | -1.1791 | -42.8129 | 6.8568 | 29.3005 | 15.8274 | 2.5538 | 4.7904 | 8.0567 | 4.1126 | 1.5401 | 2.6495 | 6.7358 | 5.7665 | 0.16981 | 1.1881
20 | 19000 | -0.71372 | 54.8783 | -0.080978 | -1.0282 | -42.7841 | 6.745 | 29.3468 | 15.8652 | 2.4316 | 4.7534 | 7.8033 | 4.1925 | 1.7133 | 2.7007 | 6.5783 | 5.9927 | 0.084822 | 1.021
20 | 19500 | -0.67859 | 55.0292 | -0.19783 | -1.0543 | -42.6835 | 6.7144 | 29.2769 | 15.6457 | 2.6004 | 4.6487 | 7.7133 | 4.1944 | 1.7509 | 2.7286 | 6.7059 | 5.9946 | 0.097001 | 1.0139
20 | 20000 | -0.72454 | 55.0574 | -0.24718 | -0.98622 | -42.6903 | 6.6721 | 29.579 | 15.4611 | 2.6794 | 4.9208 | 7.7105 | 4.0856 | 1.8592 | 2.5845 | 6.9215 | 6.0714 | -0.15478 | 0.70023
20 | 20500 | -0.6204 | 55.0766 | -0.1301 | -0.9513 | -42.6947 | 6.7857 | 29.4443 | 15.4778 | 2.503 | 4.81 | 7.7515 | 4.0177 | 1.6836 | 2.618 | 6.8939 | 6.0868 | 0.032289 | 0.71511
20 | 21000 | -0.55027 | 55.0202 | -0.063215 | -0.85155 | -42.646 | 6.6001 | 29.4312 | 15.5518 | 2.4882 | 4.8161 | 7.7522 | 3.9817 | 1.6646 | 2.5865 | 6.8657 | 6.0779 | 0.22392 | 0.55069
20 | 21500 | -0.626 | 54.9036 | -0.10059 | -0.74933 | -42.5393 | 6.5781 | 29.275 | 15.6539 | 2.4546 | 4.8107 | 7.7765 | 3.9494 | 1.5459 | 2.6852 | 6.9111 | 6.0867 | 0.28361 | 0.60063
20 | 22000 | -0.63035 | 54.7991 | -0.034498 | -0.75018 | -42.7034 | 6.5435 | 29.2153 | 15.6744 | 2.6423 | 4.8321 | 7.7588 | 3.9368 | 1.5989 | 2.6703 | 6.913 | 6.1995 | 0.36943 | 0.46472
20 | 22500 | -0.68623 | 54.8156 | -0.25921 | -0.83645 | -42.5177 | 6.5027 | 29.2577 | 15.6841 | 2.6292 | 5.0311 | 7.6908 | 3.9138 | 1.7135 | 2.66 | 6.8629 | 6.1902 | 0.37158 | 0.47629
20 | 23000 | -0.81692 | 54.7823 | 0.011318 | -0.83915 | -42.4936 | 6.5487 | 29.3255 | 15.5732 | 2.7745 | 4.8114 | 7.8569 | 3.9934 | 1.6682 | 2.6528 | 6.643 | 6.2346 | 0.19185 | 0.58183
20 | 23500 | -0.82021 | 54.761 | -0.089874 | -0.83182 | -42.4256 | 6.6069 | 29.2236 | 15.6059 | 2.8395 | 4.9072 | 7.8512 | 3.9648 | 1.7183 | 2.6009 | 6.6785 | 6.1539 | 0.27288 | 0.48271
20 | 24000 | -0.90267 | 54.8727 | -0.058353 | -0.84473 | -42.5212 | 6.6532 | 29.2437 | 15.5928 | 2.8327 | 4.9255 | 7.8857 | 4.0035 | 1.7333 | 2.6735 | 6.6613 | 6.0876 | 0.31143 | 0.34976
20 | 24500 | -0.97823 | 54.9773 | -0.047902 | -0.7975 | -42.4361 | 6.6701 | 29.2176 | 15.5954 | 2.7687 | 5.0456 | 7.8751 | 3.9464 | 1.5591 | 2.6402 | 6.6631 | 6.1238 | 0.47016 | 0.20683
20 | 25000 | -1.0044 | 55.0049 | -0.048327 | -0.74835 | -42.546 | 6.6452 | 29.4326 | 15.4647 | 2.8258 | 5.0646 | 7.8531 | 4.0019 | 1.542 | 2.7094 | 6.5727 | 6.1836 | 0.42517 | 0.12103
20 | 25500 | -0.95786 | 54.9672 | -0.042864 | -0.63827 | -42.4203 | 6.5833 | 29.4538 | 15.4832 | 2.8477 | 5.067 | 7.8238 | 3.9438 | 1.5867 | 2.6739 | 6.5136 | 6.099 | 0.40882 | 0.1073
20 | 26000 | -0.93666 | 55.0012 | -0.013465 | -0.64459 | -42.4067 | 6.5354 | 29.2151 | 15.4665 | 2.9863 | 5.1027 | 7.8875 | 3.9167 | 1.6974 | 2.6347 | 6.4339 | 6.1397 | 0.25299 | 0.231
20 | 26500 | -1.0057 | 54.9041 | -0.071174 | -0.68985 | -42.4268 | 6.5787 | 29.2586 | 15.4265 | 2.9832 | 5.157 | 7.888 | 3.9604 | 1.7399 | 2.5472 | 6.452 | 6.1684 | 0.19015 | 0.43905
20 | 27000 | -0.95737 | 54.9801 | -0.037594 | -0.64152 | -42.3085 | 6.4995 | 29.23 | 15.4028 | 2.9688 | 5.1149 | 7.9962 | 4.0054 | 1.6677 | 2.541 | 6.4216 | 6.1883 | 0.17702 | 0.25142
20 | 27500 | -0.80121 | 54.9463 | -0.097461 | -0.64526 | -42.3709 | 6.3896 | 29.3649 | 15.387 | 2.9449 | 5.1466 | 7.9602 | 3.9702 | 1.6759 | 2.538 | 6.3891 | 6.2211 | 0.11345 | 0.36735
20 | 28000 | -0.76164 | 54.9572 | 0.065114 | -0.60873 | -42.2699 | 6.41 | 29.327 | 15.2148 | 3.0755 | 5.1033 | 7.9123 | 3.9152 | 1.6976 | 2.5245 | 6.4155 | 6.096 | 0.058285 | 0.36768
20 | 28500 | -0.74621 | 54.9511 | 0.048609 | -0.643 | -42.1711 | 6.4617 | 29.339 | 15.29 | 3.0415 | 5.1563 | 7.8791 | 3.8291 | 1.6558 | 2.6421 | 6.3376 | 6.1181 | -0.23977 | 0.5498
20 | 29000 | -0.72182 | 55.073 | 0.063925 | -0.60558 | -42.2814 | 6.5268 | 29.0945 | 15.4532 | 3.0824 | 5.1722 | 7.9504 | 3.8015 | 1.6366 | 2.5592 | 6.3972 | 6.1752 | -0.25864 | 0.38107
20 | 29500 | -0.67609 | 55.1871 | 0.070135 | -0.53566 | -42.2112 | 6.5435 | 29.068 | 15.476 | 3.0547 | 5.0654 | 7.8787 | 3.6818 | 1.6275 | 2.4461 | 6.3376 | 6.1937 | -0.17237 | 0.46502
20 | 30000 | -0.68036 | 55.1361 | 0.081641 | -0.48976 | -42.2637 | 6.5891 | 29.0835 | 15.492 | 2.9978 | 5.0775 | 7.8911 | 3.6206 | 1.5476 | 2.4775 | 6.4023 | 6.2268 | -0.27781 | 0.58783
20 | 30500 | -0.66576 | 55.2535 | 0.10504 | -0.43723 | -42.1638 | 6.6888 | 29.0948 | 15.4512 | 2.9228 | 5.0228 | 7.8705 | 3.5429 | 1.5622 | 2.5188 | 6.3687 | 6.1838 | -0.27613 | 0.4569
20 | 31000 | -0.70311 | 55.2905 | 0.14085 | -0.45616 | -42.1923 | 6.7278 | 29.0786 | 15.363 | 2.8636 | 5.0565 | 7.8583 | 3.5665 | 1.5043 | 2.6018 | 6.3132 | 6.2341 | -0.24539 | 0.49766
20 | 31500 | -0.62179 | 55.3796 | 0.17915 | -0.51637 | -42.1653 | 6.754 | 28.9981 | 15.3514 | 2.8696 | 4.997 | 7.9188 | 3.6899 | 1.5322 | 2.5519 | 6.3209 | 6.1551 | -0.29797 | 0.40359
20 | 32000 | -0.58139 | 55.2814 | 0.22557 | -0.51242 | -42.1854 | 6.739 | 29.052 | 15.4232 | 2.6523 | 4.9789 | 7.9897 | 3.7153 | 1.5115 | 2.6251 | 6.2985 | 6.1891 | -0.25017 | 0.34775
20 | 32500 | -0.56109 | 55.2353 | 0.22199 | -0.55075 | -42.2598 | 6.7317 | 29.0261 | 15.4033 | 2.7056 | 5.0378 | 7.9926 | 3.7815 | 1.6211 | 2.6485 | 6.1657 | 6.1643 | -0.23914 | 0.37486
20 | 33000 | -0.56805 | 55.1492 | 0.17075 | -0.50935 | -42.3181 | 6.808 | 28.9647 | 15.5376 | 2.666 | 5.0949 | 7.9995 | 3.7249 | 1.7225 | 2.6783 | 6.0168 | 6.0787 | -0.13982 | 0.42325
20 | 33500 | -0.60732 | 55.0557 | 0.18157 | -0.56681 | -42.2757 | 6.7716 | 29.0429 | 15.4337 | 2.7751 | 5.1803 | 8.0148 | 3.826 | 1.8021 | 2.616 | 6.0373 | 6.0513 | -0.17656 | 0.33765
20 | 34000 | -0.56166 | 55.0022 | 0.17421 | -0.49418 | -42.2999 | 6.7474 | 29.0103 | 15.4107 | 2.6825 | 5.1611 | 8.0852 | 3.8398 | 1.7816 | 2.5071 | 6.124 | 6.0671 | -0.13746 | 0.39978
20 | 34500 | -0.6229 | 55.0763 | 0.18208 | -0.47484 | -42.2425 | 6.7272 | 28.8889 | 15.4158 | 2.5802 | 5.1974 | 8.0154 | 3.8808 | 1.8886 | 2.4885 | 6.0402 | 6.1231 | -0.15853 | 0.49408
20 | 35000 | -0.62079 | 55.1092 | 0.26036 | -0.42497 | -42.2408 | 6.8051 | 28.817 | 15.3963 | 2.5147 | 5.2241 | 7.9692 | 3.7981 | 1.8857 | 2.4625 | 6.113 | 6.0567 | -0.15656 | 0.53069
20 | 35500 | -0.5459 | 55.0732 | 0.27441 | -0.49974 | -42.3266 | 6.7856 | 28.8137 | 15.3684 | 2.559 | 5.2467 | 8.0173 | 3.765 | 1.9372 | 2.4259 | 6.1049 | 6.0393 | -0.067489 | 0.52887
20 | 36000 | -0.54283 | 55.0607 | 0.32501 | -0.53668 | -42.3593 | 6.8668 | 28.8481 | 15.5128 | 2.5252 | 5.187 | 7.9918 | 3.6905 | 1.9948 | 2.3633 | 6.1523 | 5.9985 | 0.0044182 | 0.41741
20 | 36500 | -0.56074 | 55.083 | 0.33548 | -0.49162 | -42.3193 | 6.8151 | 28.9322 | 15.4676 | 2.5508 | 5.1641 | 8.0245 | 3.665 | 1.9296 | 2.3545 | 6.1523 | 6.0914 | -0.039051 | 0.34492
20 | 37000 | -0.50473 | 55.0245 | 0.32054 | -0.55168 | -42.376 | 6.8295 | 28.9281 | 15.5067 | 2.5168 | 5.197 | 8.0798 | 3.7076 | 2.0036 | 2.3973 | 6.0487 | 6.1301 | -0.062598 | 0.30451
20 | 37500 | -0.55981 | 55.0513 | 0.28848 | -0.51641 | -42.4075 | 6.8707 | 28.8575 | 15.4933 | 2.5003 | 5.3025 | 8.0441 | 3.6732 | 2.0373 | 2.378 | 6.06 | 6.1495 | -0.047987 | 0.32519
20 | 38000 | -0.69106 | 55.0931 | 0.24822 | -0.52723 | -42.3525 | 6.8765 | 28.7853 | 15.6292 | 2.4059 | 5.2804 | 8.0395 | 3.7555 | 1.9822 | 2.2935 | 6.0561 | 6.1982 | 0.014435 | 0.41243
20 | 38500 | -0.70003 | 55.0516 | 0.27025 | -0.51349 | -42.3584 | 6.9449 | 28.8116 | 15.607 | 2.4641 | 5.2331 | 8.0521 | 3.6904 | 1.9376 | 2.2784 | 6.0786 | 6.2102 | 0.090918 | 0.35097
20 | 39000 | -0.73854 | 55.0459 | 0.27881 | -0.55029 | -42.288 | 6.9239 | 28.8033 | 15.6581 | 2.4016 | 5.1603 | 8.106 | 3.7059 | 1.8925 | 2.305 | 6.0807 | 6.2421 | 0.019097 | 0.45338
20 | 39500 | -0.72951 | 55.1836 | 0.27226 | -0.54205 | -42.1932 | 6.9791 | 28.7896 | 15.6729 | 2.4148 | 5.0161 | 8.087 | 3.7828 | 1.7915 | 2.4193 | 6.0914 | 6.1537 | -0.005026 | 0.31541
20 | 40000 | -0.64994 | 55.2602 | 0.28886 | -0.64311 | -42.2459 | 7.0224 | 28.7787 | 15.6773 | 2.4117 | 4.9717 | 8.1078 | 3.782 | 1.743 | 2.4457 | 6.1063 | 6.154 | 0.017695 | 0.27123
20 | 40500 | -0.65385 | 55.2784 | 0.30368 | -0.71702 | -42.2726 | 6.9924 | 28.7646 | 15.6483 | 2.4592 | 4.9067 | 8.0699 | 3.7951 | 1.7139 | 2.4453 | 6.1509 | 6.1574 | 0.14091 | 0.31646
20 | 41000 | -0.59717 | 55.2768 | 0.30958 | -0.70649 | -42.2505 | 6.9939 | 28.7309 | 15.612 | 2.5086 | 4.938 | 8.1794 | 3.7568 | 1.6977 | 2.4341 | 6.145 | 6.1333 | 0.16261 | 0.1751
20 | 41500 | -0.61011 | 55.2195 | 0.28503 | -0.70382 | -42.2303 | 6.8679 | 28.8058 | 15.617 | 2.5288 | 4.9428 | 8.2077 | 3.7589 | 1.7004 | 2.3836 | 6.1831 | 6.1407 | 0.16187 | 0.24089
20 | 42000 | -0.55751 | 55.2139 | 0.27375 | -0.69471 | -42.2909 | 6.874 | 28.9083 | 15.5839 | 2.4583 | 4.8924 | 8.2168 | 3.7877 | 1.7535 | 2.3878 | 6.1342 | 6.1307 | 0.17223 | 0.25533
20 | 42500 | -0.59986 | 55.2741 | 0.2088 | -0.62726 | -42.2975 | 6.8591 | 28.8121 | 15.6305 | 2.4173 | 4.8876 | 8.1825 | 3.7776 | 1.7758 | 2.4114 | 6.1025 | 6.177 | 0.2066 | 0.30158
20 | 43000 | -0.60671 | 55.3272 | 0.19061 | -0.61995 | -42.2552 | 6.8998 | 28.7712 | 15.6437 | 2.407 | 4.8759 | 8.1394 | 3.8502 | 1.7065 | 2.4297 | 6.0594 | 6.1569 | 0.18817 | 0.3361
20 | 43500 | -0.61077 | 55.3222 | 0.14777 | -0.58554 | -42.2209 | 6.9186 | 28.7979 | 15.6796 | 2.3647 | 4.8425 | 8.1144 | 3.7822 | 1.7606 | 2.4149 | 6.0861 | 6.178 | 0.16354 | 0.34386
20 | 44000 | -0.6497 | 55.3134 | 0.14439 | -0.57093 | -42.1782 | 6.9452 | 28.8098 | 15.7469 | 2.3471 | 4.8319 | 8.112 | 3.7731 | 1.6897 | 2.376 | 6.1025 | 6.2146 | 0.26902 | 0.22317
20 | 44500 | -0.56765 | 55.2505 | 0.18059 | -0.61159 | -42.1105 | 6.9039 | 28.7494 | 15.732 | 2.3737 | 4.8397 | 8.134 | 3.8231 | 1.6762 | 2.3352 | 6.0598 | 6.2696 | 0.2361 | 0.22558
20 | 45000 | -0.5741 | 55.2327 | 0.12035 | -0.63822 | -42.1268 | 6.8827 | 28.7945 | 15.7055 | 2.4226 | 4.8423 | 8.1008 | 3.8807 | 1.7067 | 2.4228 | 5.9898 | 6.3069 | 0.23632 | 0.19437
20 | 45500 | -0.56407 | 55.2022 | 0.13084 | -0.60792 | -42.2074 | 6.9973 | 28.8372 | 15.7392 | 2.4156 | 4.8219 | 8.0415 | 3.9481 | 1.7276 | 2.3959 | 6.0175 | 6.3105 | 0.12983 | 0.16393
20 | 46000 | -0.57159 | 55.1504 | 0.12233 | -0.55367 | -42.2035 | 7.0094 | 28.7692 | 15.7312 | 2.4464 | 4.7465 | 8.0458 | 3.9851 | 1.7573 | 2.3979 | 6.0359 | 6.3891 | 0.13371 | 0.10817
20 | 46500 | -0.60606 | 55.1249 | 0.16265 | -0.50772 | -42.2072 | 6.9986 | 28.778 | 15.7524 | 2.4096 | 4.7437 | 8.1513 | 4.0057 | 1.7937 | 2.4318 | 5.9631 | 6.4245 | 0.098411 | -0.017719
20 | 47000 | -0.61471 | 55.2117 | 0.17602 | -0.46273 | -42.1948 | 7.0083 | 28.7611 | 15.7166 | 2.3874 | 4.6943 | 8.1614 | 3.9492 | 1.7855 | 2.4264 | 5.941 | 6.4557 | 0.059349 | 0.038041
20 | 47500 | -0.59351 | 55.283 | 0.21281 | -0.43735 | -42.1621 | 7.0029 | 28.7376 | 15.6371 | 2.3843 | 4.7364 | 8.1905 | 3.932 | 1.7405 | 2.4378 | 5.9473 | 6.4394 | 0.051837 | -0.040712
20 | 48000 | -0.63121 | 55.337 | 0.22805 | -0.46276 | -42.1554 | 6.9794 | 28.7588 | 15.608 | 2.3122 | 4.7118 | 8.2772 | 3.9461 | 1.727 | 2.4213 | 5.9231 | 6.4935 | 0.074089 | -0.048522
20 | 48500 | -0.68041 | 55.312 | 0.23824 | -0.47907 | -42.2136 | 7.0469 | 28.748 | 15.6023 | 2.349 | 4.6617 | 8.3128 | 3.8988 | 1.7092 | 2.4648 | 5.9714 | 6.5317 | 0.050164 | -0.024278
20 | 49000 | -0.68603 | 55.2953 | 0.19634 | -0.48252 | -42.2149 | 6.9783 | 28.7389 | 15.6619 | 2.3902 | 4.6953 | 8.3406 | 3.8524 | 1.7056 | 2.4274 | 5.9344 | 6.5585 | 0.13758 | -0.029398
20 | 49500 | -0.65676 | 55.2855 | 0.18894 | -0.55688 | -42.1772 | 6.9625 | 28.7525 | 15.6744 | 2.4499 | 4.5889 | 8.3943 | 3.8883 | 1.6337 | 2.4686 | 5.9707 | 6.574 | 0.094874 | -0.036697
20 | 50000 | -0.6042 | 55.2902 | 0.17951 | -0.55671 | -42.2456 | 6.9061 | 28.7762 | 15.7072 | 2.4057 | 4.6217 | 8.3528 | 3.9595 | 1.6767 | 2.4335 | 5.9568 | 6.6206 | 0.056583 | -0.036925
20 | 50500 | -0.67224 | 55.2793 | 0.14485 | -0.57963 | -42.2745 | 6.8825 | 28.6698 | 15.7786 | 2.3617 | 4.5823 | 8.391 | 3.9053 | 1.7952 | 2.3981 | 6.0039 | 6.694 | 0.10735 | 0.032195
20 | 51000 | -0.6839 | 55.3661 | 0.1743 | -0.60269 | -42.247 | 6.8971 | 28.5847 | 15.7985 | 2.3614 | 4.5732 | 8.3866 | 3.921 | 1.7328 | 2.4535 | 5.9133 | 6.6519 | 0.13108 | 0.088052
20 | 51500 | -0.66838 | 55.3467 | 0.12282 | -0.58031 | -42.27 | 6.9157 | 28.6136 | 15.8085 | 2.3561 | 4.582 | 8.3909 | 3.8696 | 1.7564 | 2.4627 | 5.941 | 6.5716 | 0.14808 | 0.13294
20 | 52000 | -0.65063 | 55.2724 | 0.092951 | -0.57335 | -42.2859 | 6.9525 | 28.6602 | 15.7931 | 2.3605 | 4.5603 | 8.3982 | 3.9149 | 1.7567 | 2.4343 | 5.9353 | 6.5511 | 0.14769 | 0.17941
20 | 52500 | -0.62811 | 55.1776 | 0.04461 | -0.55702 | -42.311 | 6.9562 | 28.6566 | 15.8306 | 2.3531 | 4.5758 | 8.4543 | 3.9497 | 1.7102 | 2.4509 | 5.9729 | 6.5699 | 0.14811 | 0.14539
20 | 53000 | -0.61876 | 55.2861 | 0.019146 | -0.56771 | -42.2692 | 7.0125 | 28.6068 | 15.8149 | 2.3586 | 4.5991 | 8.4236 | 3.8957 | 1.6914 | 2.446 | 5.9332 | 6.619 | 0.084139 | 0.16525
20 | 53500 | -0.60561 | 55.3242 | 0.087027 | -0.56624 | -42.2139 | 6.9955 | 28.5062 | 15.7756 | 2.363 | 4.6329 | 8.4502 | 3.8767 | 1.6613 | 2.3906 | 5.9532 | 6.6319 | 0.036203 | 0.201
20 | 54000 | -0.58779 | 55.3216 | 0.13137 | -0.48962 | -42.1685 | 7.0668 | 28.4974 | 15.7261 | 2.4093 | 4.6009 | 8.4268 | 3.8748 | 1.6751 | 2.3299 | 5.9063 | 6.6068 | -0.0021798 | 0.17461
20 | 54500 | -0.5979 | 55.3382 | 0.18091 | -0.4751 | -42.1368 | 7.0249 | 28.4556 | 15.6875 | 2.3773 | 4.6031 | 8.435 | 3.872 | 1.6446 | 2.3716 | 5.8776 | 6.6241 | 0.018456 | 0.19872
20 | 55000 | -0.55509 | 55.3738 | 0.18321 | -0.47076 | -42.1132 | 7.0048 | 28.427 | 15.7647 | 2.3787 | 4.5113 | 8.3931 | 3.8401 | 1.6564 | 2.3541 | 5.8898 | 6.6405 | 0.041533 | 0.17969
20 | 55500 | -0.56569 | 55.418 | 0.13221 | -0.47796 | -42.1356 | 7.0154 | 28.4015 | 15.7592 | 2.3205 | 4.4846 | 8.4148 | 3.8745 | 1.6791 | 2.3619 | 5.9129 | 6.6188 | 0.07479 | 0.21058
20 | 56000 | -0.55219 | 55.4181 | 0.10958 | -0.46804 | -42.1095 | 7.0221 | 28.3996 | 15.7102 | 2.3193 | 4.5673 | 8.3871 | 3.8882 | 1.7264 | 2.3378 | 5.8466 | 6.6325 | 0.12084 | 0.14374
20 | 56500 | -0.57475 | 55.3563 | 0.14615 | -0.51709 | -42.1135 | 7.0086 | 28.3697 | 15.7438 | 2.364 | 4.5686 | 8.3865 | 3.8642 | 1.7773 | 2.4107 | 5.8184 | 6.6149 | 0.12788 | 0.148
20 | 57000 | -0.57138 | 55.3803 | 0.17164 | -0.49387 | -42.1266 | 7.0384 | 28.3224 | 15.7028 | 2.4249 | 4.5673 | 8.3677 | 3.8634 | 1.7881 | 2.3535 | 5.8461 | 6.6317 | 0.12607 | 0.10727
20 | 57500 | -0.55111 | 55.4025 | 0.1838 | -0.45257 | -42.0706 | 7.0187 | 28.2644 | 15.7096 | 2.4066 | 4.5774 | 8.3457 | 3.8437 | 1.7512 | 2.3464 | 5.8884 | 6.6625 | 0.058973 | 0.11428
20 | 58000 | -0.53471 | 55.3674 | 0.22712 | -0.43438 | -42.0658 | 7.0041 | 28.2248 | 15.7013 | 2.4051 | 4.6342 | 8.3575 | 3.8538 | 1.7559 | 2.3567 | 5.8358 | 6.6533 | 0.047472 | 0.11023
20 | 58500 | -0.53979 | 55.3919 | 0.24618 | -0.45102 | -41.9861 | 7.0449 | 28.1773 | 15.6302 | 2.3589 | 4.6444 | 8.2922 | 3.8533 | 1.8381 | 2.3304 | 5.831 | 6.6375 | 0.059789 | 0.14066
20 | 59000 | -0.58542 | 55.3525 | 0.24861 | -0.46666 | -42.0303 | 7.0779 | 28.2416 | 15.6121 | 2.3118 | 4.5795 | 8.2719 | 3.8727 | 1.8672 | 2.3799 | 5.832 | 6.6886 | 0.086682 | 0.15895
20 | 59500 | -0.58647 | 55.367 | 0.21726 | -0.42336 | -41.9779 | 7.0421 | 28.1925 | 15.6179 | 2.2856 | 4.5847 | 8.2865 | 3.8207 | 1.8029 | 2.3915 | 5.8412 | 6.6784 | 0.16753 | 0.19175
20 | 60000 | -0.56811 | 55.339 | 0.21781 | -0.43273 | -42.026 | 7.0878 | 28.2355 | 15.7144 | 2.2844 | 4.556 | 8.2687 | 3.8288 | 1.8038 | 2.342 | 5.8593 | 6.6912 | 0.11921 | 0.17879
20 | 60500 | -0.57804 | 55.2933 | 0.26249 | -0.45712 | -42.0172 | 7.1177 | 28.2123 | 15.6706 | 2.3029 | 4.552 | 8.2956 | 3.8104 | 1.7928 | 2.3204 | 5.8744 | 6.6862 | 0.14462 | 0.21634
20 | 61000 | -0.5695 | 55.3436 | 0.22658 | -0.4606 | -41.9773 | 7.1067 | 28.2363 | 15.7056 | 2.333 | 4.5194 | 8.3134 | 3.7648 | 1.7427 | 2.3199 | 5.9012 | 6.6758 | 0.13786 | 0.18035
20 | 61500 | -0.57106 | 55.3084 | 0.22032 | -0.44274 | -41.9452 | 7.1241 | 28.2395 | 15.6833 | 2.3753 | 4.5335 | 8.3138 | 3.7507 | 1.7173 | 2.2991 | 5.8787 | 6.71 | 0.1712 | 0.13341
20 | 62000 | -0.58142 | 55.3226 | 0.24213 | -0.47968 | -41.9817 | 7.0886 | 28.276 | 15.7094 | 2.4201 | 4.5566 | 8.2884 | 3.7588 | 1.6511 | 2.347 | 5.9125 | 6.6734 | 0.18995 | 0.10581
20 | 62500 | -0.58567 | 55.3584 | 0.17169 | -0.5183 | -41.9914 | 7.1057 | 28.2807 | 15.727 | 2.3951 | 4.5915 | 8.2735 | 3.8015 | 1.6423 | 2.3755 | 5.8766 | 6.6735 | 0.21173 | 0.11026
20 | 63000 | -0.56442 | 55.3305 | 0.18866 | -0.46919 | -42.0016 | 7.0703 | 28.3291 | 15.6637 | 2.4154 | 4.6341 | 8.2796 | 3.826 | 1.6576 | 2.3842 | 5.8344 | 6.6572 | 0.20586 | 0.058304
20 | 63500 | -0.56674 | 55.3627 | 0.16431 | -0.46086 | -42.0056 | 6.9949 | 28.3227 | 15.6288 | 2.4011 | 4.6491 | 8.3171 | 3.8264 | 1.6781 | 2.3514 | 5.888 | 6.627 | 0.2758 | 0.04536
20 | 64000 | -0.55609 | 55.3816 | 0.14047 | -0.46771 | -41.9518 | 6.9888 | 28.3305 | 15.6591 | 2.3768 | 4.6785 | 8.3199 | 3.8546 | 1.6697 | 2.3466 | 5.9138 | 6.6062 | 0.21696 | -0.0081925
20 | 64500 | -0.53589 | 55.3844 | 0.13171 | -0.46966 | -41.9948 | 6.9383 | 28.3114 | 15.6866 | 2.3924 | 4.7037 | 8.3217 | 3.8382 | 1.6879 | 2.3852 | 5.8987 | 6.6063 | 0.20329 | 0.010455
20 | 65000 | -0.51816 | 55.3764 | 0.10806 | -0.47585 | -42.0269 | 6.9536 | 28.3478 | 15.7012 | 2.3998 | 4.6992 | 8.3626 | 3.8263 | 1.666 | 2.3421 | 5.8421 | 6.6468 | 0.23851 | 0.010276
20 | 65500 | -0.51338 | 55.3653 | 0.12644 | -0.43969 | -42.0017 | 6.943 | 28.3375 | 15.686 | 2.428 | 4.7188 | 8.3488 | 3.7956 | 1.6879 | 2.3251 | 5.8516 | 6.6112 | 0.20112 | 0.028211
20 | 66000 | -0.50774 | 55.3428 | 0.11176 | -0.4169 | -42.0222 | 6.957 | 28.3082 | 15.6974 | 2.394 | 4.7266 | 8.3821 | 3.8356 | 1.6785 | 2.3431 | 5.8624 | 6.6057 | 0.1879 | 0.013538
20 | 66500 | -0.46028 | 55.3636 | 0.14738 | -0.40715 | -42.0501 | 6.9758 | 28.2715 | 15.722 | 2.3859 | 4.6741 | 8.4365 | 3.8085 | 1.7267 | 2.3242 | 5.8405 | 6.6222 | 0.13941 | -0.020967
20 | 67000 | -0.44604 | 55.4059 | 0.12839 | -0.40563 | -42.0026 | 7.0067 | 28.2226 | 15.7118 | 2.4072 | 4.6608 | 8.3934 | 3.7762 | 1.7494 | 2.3393 | 5.8399 | 6.5936 | 0.1535 | -0.034791
20 | 67500 | -0.43327 | 55.4341 | 0.14145 | -0.38724 | -41.9995 | 6.9594 | 28.2198 | 15.6877 | 2.4516 | 4.6478 | 8.3599 | 3.7903 | 1.7632 | 2.3008 | 5.8508 | 6.5719 | 0.2002 | -0.059445
20 | 68000 | -0.41553 | 55.4091 | 0.14045 | -0.42486 | -42.0537 | 6.9639 | 28.2449 | 15.6623 | 2.5022 | 4.6221 | 8.3918 | 3.7736 | 1.7896 | 2.2991 | 5.8785 | 6.5714 | 0.20844 | -0.063577
20 | 68500 | -0.40442 | 55.4327 | 0.085397 | -0.42468 | -41.9995 | 6.9404 | 28.2089 | 15.6882 | 2.5237 | 4.579 | 8.3836 | 3.7818 | 1.808 | 2.2852 | 5.8571 | 6.6115 | 0.21779 | -0.074911
20 | 69000 | -0.39886 | 55.4072 | 0.051016 | -0.42405 | -42.0423 | 6.9397 | 28.1995 | 15.6649 | 2.5693 | 4.5676 | 8.3865 | 3.7698 | 1.8362 | 2.3295 | 5.8492 | 6.6744 | 0.21254 | -0.092408
20 | 69500 | -0.41551 | 55.3584 | 0.069907 | -0.42614 | -42.0803 | 6.9642 | 28.1935 | 15.6498 | 2.6225 | 4.5179 | 8.4573 | 3.7496 | 1.8284 | 2.3701 | 5.836 | 6.7265 | 0.19356 | -0.11604
20 | 70000 | -0.37149 | 55.3719 | 0.077251 | -0.42571 | -42.0896 | 6.9528 | 28.2499 | 15.5602 | 2.6307 | 4.4593 | 8.4607 | 3.7362 | 1.8148 | 2.3975 | 5.8419 | 6.7046 | 0.20838 | -0.079497
20 | 70500 | -0.35183 | 55.4007 | 0.094803 | -0.39722 | -42.106 | 6.9662 | 28.2184 | 15.5133 | 2.6612 | 4.4393 | 8.4233 | 3.7481 | 1.8137 | 2.4452 | 5.8377 | 6.6632 | 0.18379 | -0.054065
20 | 71000 | -0.36018 | 55.3947 | 0.10041 | -0.42143 | -42.1378 | 6.9578 | 28.2326 | 15.5118 | 2.6884 | 4.4432 | 8.4858 | 3.727 | 1.827 | 2.4428 | 5.8248 | 6.6859 | 0.1052 | -0.0083062
20 | 71500 | -0.35446 | 55.3632 | 0.076047 | -0.41736 | -42.2019 | 6.9979 | 28.2261 | 15.5697 | 2.7414 | 4.4392 | 8.5142 | 3.7336 | 1.8482 | 2.3967 | 5.8829 | 6.6785 | 0.077866 | -0.072102
20 | 72000 | -0.33321 | 55.3783 | 0.036868 | -0.42995 | -42.1977 | 6.9914 | 28.2169 | 15.5734 | 2.7126 | 4.4578 | 8.5311 | 3.7159 | 1.8682 | 2.4122 | 5.8953 | 6.6601 | 0.082029 | -0.07146
20 | 72500 | -0.35142 | 55.3203 | 0.059135 | -0.45334 | -42.2128 | 6.9919 | 28.272 | 15.5734 | 2.7045 | 4.4512 | 8.5051 | 3.7196 | 1.8351 | 2.4546 | 5.9233 | 6.6853 | 0.095918 | -0.074134
20 | 73000 | -0.36534 | 55.3158 | 0.067438 | -0.45978 | -42.2152 | 7.035 | 28.2698 | 15.5924 | 2.6708 | 4.5124 | 8.5125 | 3.6839 | 1.8184 | 2.4464 | 5.9249 | 6.6317 | 0.083521 | -0.024902
20 | 73500 | -0.36317 | 55.3495 | 0.070033 | -0.43274 | -42.2111 | 7.0445 | 28.2603 | 15.5822 | 2.6701 | 4.4906 | 8.5216 | 3.6539 | 1.8239 | 2.4161 | 5.9032 | 6.6383 | 0.11449 | -0.032122
20 | 74000 | -0.3839 | 55.3499 | 0.075457 | -0.39493 | -42.2366 | 7.035 | 28.2513 | 15.5919 | 2.6532 | 4.4756 | 8.5215 | 3.6292 | 1.8145 | 2.4125 | 5.8779 | 6.683 | 0.13261 | 0.011539
20 | 74500 | -0.37702 | 55.3732 | 0.064162 | -0.42374 | -42.2636 | 7.0361 | 28.2294 | 15.5775 | 2.6569 | 4.5032 | 8.4962 | 3.6314 | 1.8219 | 2.4147 | 5.9017 | 6.6812 | 0.15304 | 0.023434
20 | 75000 | -0.34103 | 55.3713 | 0.032066 | -0.4147 | -42.2214 | 7.0281 | 28.1924 | 15.5814 | 2.62 | 4.5201 | 8.491 | 3.629 | 1.8608 | 2.4393 | 5.9008 | 6.7241 | 0.090782 | -0.0040923
20 | 75500 | -0.34653 | 55.3732 | 0.00010034 | -0.4376 | -42.2449 | 7.069 | 28.1776 | 15.5828 | 2.6585 | 4.5331 | 8.4738 | 3.6443 | 1.8305 | 2.405 | 5.9282 | 6.7683 | 0.075393 | 0.0090546
20 | 76000 | -0.29651 | 55.3269 | -0.0070476 | -0.46012 | -42.2621 | 7.056 | 28.2185 | 15.5901 | 2.6197 | 4.4945 | 8.521 | 3.6456 | 1.8537 | 2.4199 | 5.9056 | 6.7228 | 0.15898 | -0.0076481
20 | 76500 | -0.29792 | 55.3449 | 0.042556 | -0.46293 | -42.275 | 7.0594 | 28.1875 | 15.6361 | 2.5971 | 4.4521 | 8.5005 | 3.6341 | 1.8567 | 2.4146 | 5.9247 | 6.7269 | 0.16839 | -0.0099739
20 | 77000 | -0.32232 | 55.3519 | 0.046781 | -0.49365 | -42.2589 | 7.0629 | 28.1807 | 15.6497 | 2.6188 | 4.4585 | 8.4832 | 3.6171 | 1.8991 | 2.385 | 5.932 | 6.731 | 0.1794 | -0.021491
20 | 77500 | -0.34465 | 55.371 | 0.074463 | -0.51308 | -42.2177 | 7.0238 | 28.1243 | 15.7085 | 2.6263 | 4.4538 | 8.503 | 3.6217 | 1.8763 | 2.3903 | 5.9462 | 6.7015 | 0.20344 | -0.049453
20 | 78000 | -0.34595 | 55.3755 | 0.076147 | -0.49009 | -42.2042 | 6.9901 | 28.1072 | 15.6863 | 2.5749 | 4.4528 | 8.4995 | 3.6375 | 1.8815 | 2.4011 | 5.9696 | 6.704 | 0.30135 | -0.11758
20 | 78500 | -0.36354 | 55.3767 | 0.075068 | -0.49584 | -42.1942 | 7.0343 | 28.087 | 15.656 | 2.5842 | 4.4497 | 8.5276 | 3.6685 | 1.9177 | 2.4117 | 5.9702 | 6.7286 | 0.22903 | -0.16288
20 | 79000 | -0.34742 | 55.3766 | 0.06195 | -0.48891 | -42.1638 | 6.9815 | 28.0962 | 15.647 | 2.5962 | 4.4509 | 8.5429 | 3.6908 | 1.9319 | 2.4018 | 5.9843 | 6.7314 | 0.18035 | -0.17399
20 | 79500 | -0.30638 | 55.3924 | 0.073268 | -0.49271 | -42.1665 | 7.0138 | 28.0884 | 15.6284 | 2.5791 | 4.4275 | 8.5518 | 3.7261 | 1.9111 | 2.4184 | 5.9489 | 6.7352 | 0.18559 | -0.2145
20 | 80000 | -0.28282 | 55.4228 | 0.039538 | -0.47241 | -42.1899 | 7.01 | 28.081 | 15.6255 | 2.5802 | 4.422 | 8.5664 | 3.7179 | 1.8877 | 2.4213 | 5.9111 | 6.7453 | 0.17674 | -0.16272
20 | 80500 | -0.29227 | 55.4073 | 0.016093 | -0.4281 | -42.1995 | 7.0141 | 28.0649 | 15.621 | 2.5744 | 4.4364 | 8.5883 | 3.7111 | 1.8565 | 2.4429 | 5.8964 | 6.736 | 0.13783 | -0.083537
20 | 81000 | -0.29403 | 55.4284 | 0.0044397 | -0.4429 | -42.1781 | 7.0247 | 28.0621 | 15.6433 | 2.5895 | 4.4122 | 8.5786 | 3.6992 | 1.8546 | 2.4462 | 5.9068 | 6.7299 | 0.14607 | -0.1113
20 | 81500 | -0.26097 | 55.4289 | 0.0018444 | -0.47146 | -42.1849 | 7.0134 | 28.0845 | 15.6267 | 2.5752 | 4.39 | 8.5695 | 3.7052 | 1.867 | 2.4683 | 5.8685 | 6.7222 | 0.21006 | -0.11428
20 | 82000 | -0.24082 | 55.4604 | -0.0123 | -0.45314 | -42.1335 | 6.9867 | 28.0606 | 15.6453 | 2.5527 | 4.387 | 8.5757 | 3.7234 | 1.8504 | 2.4799 | 5.8456 | 6.7284 | 0.18506 | -0.14169
20 | 82500 | -0.21598 | 55.4706 | -0.032583 | -0.44735 | -42.1316 | 6.9877 | 28.0431 | 15.6606 | 2.5605 | 4.4356 | 8.6005 | 3.7544 | 1.8449 | 2.4278 | 5.8367 | 6.725 | 0.1725 | -0.19265
20 | 83000 | -0.19413 | 55.4273 | -0.035474 | -0.43229 | -42.1329 | 6.9962 | 28.0071 | 15.657 | 2.5553 | 4.4896 | 8.5973 | 3.7721 | 1.8325 | 2.4296 | 5.8488 | 6.7141 | 0.16029 | -0.19262
20 | 83500 | -0.16941 | 55.4265 | 0.0057007 | -0.40358 | -42.1563 | 6.9543 | 28.054 | 15.6827 | 2.5354 | 4.4782 | 8.6139 | 3.771 | 1.8224 | 2.4531 | 5.8189 | 6.6624 | 0.15964 | -0.20925
20 | 84000 | -0.19282 | 55.431 | 0.043221 | -0.42688 | -42.1749 | 6.9495 | 28.0835 | 15.681 | 2.522 | 4.5069 | 8.6168 | 3.7886 | 1.7996 | 2.4632 | 5.809 | 6.6548 | 0.14498 | -0.19977
20 | 84500 | -0.16501 | 55.4725 | 0.028314 | -0.42833 | -42.1378 | 6.9674 | 28.0618 | 15.6501 | 2.5424 | 4.52 | 8.6096 | 3.7689 | 1.8016 | 2.395 | 5.7814 | 6.6462 | 0.17339 | -0.18773
20 | 85000 | -0.15569 | 55.4756 | 0.048859 | -0.438 | -42.1502 | 6.9751 | 28.0315 | 15.627 | 2.5315 | 4.5252 | 8.6044 | 3.7751 | 1.8077 | 2.399 | 5.7749 | 6.6512 | 0.15099 | -0.13452
20 | 85500 | -0.15302 | 55.4961 | 0.032735 | -0.43929 | -42.1735 | 6.9469 | 28.0575 | 15.6045 | 2.5547 | 4.5401 | 8.6298 | 3.7753 | 1.8231 | 2.4058 | 5.7947 | 6.6335 | 0.12876 | -0.15812
20 | 86000 | -0.10962 | 55.5196 | 0.0092052 | -0.45321 | -42.2082 | 6.9556 | 28.0538 | 15.6006 | 2.5745 | 4.5611 | 8.6044 | 3.7581 | 1.8121 | 2.4056 | 5.8137 | 6.6087 | 0.14392 | -0.15016
20 | 86500 | -0.13505 | 55.5368 | 0.015082 | -0.42328 | -42.2002 | 6.934 | 28.0505 | 15.6083 | 2.5256 | 4.5908 | 8.6161 | 3.7548 | 1.8299 | 2.4282 | 5.8066 | 6.5934 | 0.13789 | -0.16983
20 | 87000 | -0.13606 | 55.5225 | 0.048604 | -0.44325 | -42.1852 | 6.925 | 28.0214 | 15.5951 | 2.5282 | 4.6043 | 8.6041 | 3.7959 | 1.87 | 2.4274 | 5.7862 | 6.6262 | 0.12686 | -0.21739
20 | 87500 | -0.12676 | 55.5752 | 0.045325 | -0.44696 | -42.1625 | 6.9495 | 28.0441 | 15.5759 | 2.4699 | 4.5918 | 8.6074 | 3.7893 | 1.8642 | 2.4372 | 5.7674 | 6.5754 | 0.16175 | -0.21836
20 | 88000 | -0.14208 | 55.5428 | 0.051997 | -0.4357 | -42.1672 | 6.9784 | 28.0404 | 15.5759 | 2.4509 | 4.5947 | 8.6007 | 3.7895 | 1.8949 | 2.439 | 5.7756 | 6.5747 | 0.16687 | -0.23172
20 | 88500 | -0.13935 | 55.5775 | 0.01874 | -0.4517 | -42.1757 | 6.973 | 27.995 | 15.5813 | 2.4613 | 4.6021 | 8.5884 | 3.7967 | 1.9251 | 2.4601 | 5.7898 | 6.5892 | 0.15671 | -0.24847
20 | 89000 | -0.11692 | 55.579 | 0.023168 | -0.4563 | -42.2114 | 6.9702 | 28.0134 | 15.5612 | 2.4456 | 4.6041 | 8.5785 | 3.7899 | 1.9428 | 2.4308 | 5.8377 | 6.6099 | 0.18638 | -0.28816
20 | 89500 | -0.13587 | 55.5996 | 0.0024693 | -0.46414 | -42.1936 | 6.9381 | 28.0189 | 15.5507 | 2.4792 | 4.5629 | 8.6193 | 3.7753 | 1.986 | 2.4129 | 5.8264 | 6.612 | 0.15874 | -0.24921
20 | 90000 | -0.16081 | 55.5725 | -0.0014893 | -0.46369 | -42.2272 | 6.9517 | 28.0444 | 15.5233 | 2.4599 | 4.5924 | 8.6137 | 3.8195 | 1.9619 | 2.3992 | 5.8085 | 6.658 | 0.18332 | -0.23539
20 | 90500 | -0.16815 | 55.5598 | -0.0095385 | -0.44599 | -42.2349 | 6.9602 | 28.0325 | 15.5323 | 2.4708 | 4.6251 | 8.5937 | 3.8636 | 1.9701 | 2.3918 | 5.8225 | 6.6202 | 0.14485 | -0.22893
20 | 91000 | -0.18738 | 55.5159 | -0.022621 | -0.46737 | -42.2404 | 6.9617 | 28.0202 | 15.5673 | 2.4918 | 4.6221 | 8.6001 | 3.8791 | 1.9694 | 2.369 | 5.8262 | 6.6508 | 0.18025 | -0.2363
20 | 91500 | -0.18906 | 55.559 | -0.011395 | -0.51944 | -42.1978 | 6.9371 | 28.0066 | 15.5343 | 2.5235 | 4.608 | 8.616 | 3.888 | 1.9594 | 2.3752 | 5.8128 | 6.6497 | 0.17286 | -0.22498
20 | 92000 | -0.18516 | 55.5156 | -0.010579 | -0.51506 | -42.2132 | 6.9286 | 28.0092 | 15.5615 | 2.5536 | 4.6097 | 8.6072 | 3.8711 | 1.9552 | 2.3658 | 5.8166 | 6.6481 | 0.19828 | -0.21676
20 | 92500 | -0.13993 | 55.5244 | -0.0188 | -0.52844 | -42.2305 | 6.898 | 28.0271 | 15.5674 | 2.5322 | 4.6415 | 8.6108 | 3.8506 | 1.9238 | 2.3618 | 5.8196 | 6.6326 | 0.20316 | -0.17567
20 | 93000 | -0.11761 | 55.5003 | -0.050289 | -0.51872 | -42.2372 | 6.8813 | 28.0181 | 15.6089 | 2.5146 | 4.6443 | 8.6016 | 3.8515 | 1.9332 | 2.3905 | 5.8109 | 6.6541 | 0.16989 | -0.1559
20 | 93500 | -0.066191 | 55.4654 | -0.029685 | -0.52103 | -42.2193 | 6.8475 | 28.0001 | 15.6094 | 2.4991 | 4.6549 | 8.6085 | 3.8322 | 1.9267 | 2.3781 | 5.8225 | 6.671 | 0.184 | -0.1635
20 | 94000 | -0.080877 | 55.4666 | -0.011366 | -0.52603 | -42.194 | 6.8551 | 27.969 | 15.5904 | 2.5203 | 4.6272 | 8.5721 | 3.8513 | 1.9374 | 2.3976 | 5.8185 | 6.6975 | 0.13922 | -0.13007
20 | 94500 | -0.085707 | 55.472 | -0.0033688 | -0.53516 | -42.1792 | 6.8919 | 27.9345 | 15.5958 | 2.4874 | 4.6317 | 8.5702 | 3.861 | 1.9207 | 2.4406 | 5.8286 | 6.7167 | 0.11749 | -0.16534
20 | 95000 | -0.093265 | 55.4793 | 0.035273 | -0.55249 | -42.1709 | 6.8657 | 27.9395 | 15.5702 | 2.5064 | 4.6372 | 8.5492 | 3.8552 | 1.9394 | 2.4581 | 5.8305 | 6.7193 | 0.073716 | -0.14266
20 | 95500 | -0.09453 | 55.515 | 0.02586 | -0.52763 | -42.1482 | 6.8731 | 27.9419 | 15.5263 | 2.4729 | 4.6208 | 8.5522 | 3.9033 | 1.9419 | 2.4293 | 5.8556 | 6.6958 | 0.05022 | -0.13407
20 | 96000 | -0.10125 | 55.5154 | 0.031803 | -0.49288 | -42.1894 | 6.861 | 27.9501 | 15.5841 | 2.4559 | 4.6127 | 8.5549 | 3.8954 | 1.9452 | 2.4449 | 5.8489 | 6.6851 | 0.045383 | -0.14747
20 | 96500 | -0.084593 | 55.4939 | 0.027403 | -0.51446 | -42.1947 | 6.8522 | 27.913 | 15.6355 | 2.439 | 4.6155 | 8.5741 | 3.9003 | 1.9545 | 2.4569 | 5.8516 | 6.6741 | 0.035995 | -0.13045
20 | 97000 | -0.11851 | 55.4997 | 0.023905 | -0.50605 | -42.1824 | 6.8703 | 27.9221 | 15.6059 | 2.4901 | 4.6222 | 8.5568 | 3.899 | 1.9809 | 2.4567 | 5.8583 | 6.6671 | 0.051099 | -0.19718
20 | 97500 | -0.13142 | 55.4796 | 0.0020046 | -0.51418 | -42.1432 | 6.8939 | 27.8885 | 15.5919 | 2.4885 | 4.661 | 8.5284 | 3.9065 | 1.9951 | 2.4382 | 5.8453 | 6.6837 | 0.035278 | -0.14935
20 | 98000 | -0.12017 | 55.469 | -0.018112 | -0.50442 | -42.1458 | 6.9259 | 27.9058 | 15.634 | 2.4598 | 4.6469 | 8.5439 | 3.8807 | 1.9783 | 2.4227 | 5.8234 | 6.676 | 0.067034 | -0.14533
20 | 98500 | -0.13994 | 55.4441 | -0.046014 | -0.50224 | -42.1506 | 6.9724 | 27.9422 | 15.6374 | 2.4377 | 4.6307 | 8.5462 | 3.9177 | 1.9689 | 2.4228 | 5.8043 | 6.6716 | 0.057669 | -0.11511
20 | 99000 | -0.15055 | 55.4503 | -0.017172 | -0.52105 | -42.1716 | 6.9731 | 27.9935 | 15.6137 | 2.4515 | 4.6581 | 8.5156 | 3.9028 | 1.9839 | 2.3895 | 5.8115 | 6.6672 | 0.013123 | -0.063749
20 | 99500 | -0.16165 | 55.4382 | -0.0046722 | -0.50899 | -42.1761 | 6.9435 | 27.9975 | 15.6505 | 2.4355 | 4.6434 | 8.5254 | 3.899 | 1.9796 | 2.405 | 5.7928 | 6.678 | 0.049642 | -0.086892
20 | 100000 | -0.19574 | 55.3983 | -0.0067054 | -0.49694 | -42.1662 | 6.969 | 28.0019 | 15.6399 | 2.4662 | 4.6306 | 8.5088 | 3.9194 | 1.9924 | 2.403 | 5.7935 | 6.6985 | 0.035396 | -0.091578
21 | 100 | -5.8209 | 44.0924 | -13.2886 | 2.7464 | -65.7638 | 0.090866 | 40.3092 | 9.1878 | -1.3919 | 0.46765 | -0.99967 | 10.1528 | -8.4136 | 8.9704 | 9.489 | 12.9341 | 7.7953 | 0.94096
21 | 500 | -2.818 | 40.8576 | -1.0255 | -4.1273 | -53.1012 | 11.1004 | 25.8963 | 16.5783 | 1.4027 | -0.40076 | 5.6174 | 3.1767 | -2.3605 | 3.4212 | 6.3426 | 6.6957 | -3.0843 | -2.6729
21 | 1000 | -0.023574 | 41.3022 | 1.0837 | -2.4805 | -49.94 | 5.9367 | 21.6699 | 16.2783 | 1.6731 | -2.5368 | 6.5299 | 2.202 | 1.1161 | 1.4945 | 7.6988 | 6.8128 | -3.6681 | -3.6507
21 | 1500 | -0.39467 | 41.3221 | 1.2728 | -1.8302 | -50.9588 | 6.0015 | 23.0826 | 14.0562 | 2.6992 | 0.44086 | 6.7143 | 1.3989 | 1.6021 | 0.93157 | 7.1764 | 6.2355 | -3.3402 | -4.9118
21 | 2000 | -2.4607 | 41.4848 | 0.56679 | -0.95739 | -52.5092 | 4.2967 | 22.6763 | 15.3553 | 2.6595 | 2.1909 | 7.1023 | 2.227 | 2.0827 | 2.3366 | 7.5337 | 4.5958 | -3.0701 | -4.6125
21 | 2500 | -2.1689 | 41.4773 | 0.20383 | -0.70096 | -52.7091 | 5.1693 | 23.0301 | 14.2051 | 2.9626 | 2.5604 | 6.2764 | 2.6913 | 1.4289 | 2.1839 | 7.6362 | 4.0928 | -3.4356 | -3.4053
21 | 3000 | -1.9551 | 42.0416 | 0.487 | -0.55359 | -52.3948 | 4.5793 | 23.1404 | 13.5104 | 2.6782 | 2.8105 | 5.9905 | 2.6851 | 1.2754 | 1.9323 | 7.7466 | 4.0048 | -2.1028 | -4.3774
21 | 3500 | -1.568 | 41.3361 | 0.90393 | -0.060478 | -51.3163 | 4.7035 | 22.8455 | 13.3549 | 1.5434 | 3.0808 | 6.865 | 2.6491 | 1.0871 | 1.977 | 7.0997 | 2.772 | -1.8847 | -3.8902
21 | 4000 | -1.2375 | 41.2364 | 0.15482 | 0.06249 | -51.8716 | 5.1389 | 22.1287 | 13.512 | 1.2901 | 3.3556 | 7.0497 | 2.7352 | 1.7455 | 2.5784 | 6.3521 | 3.1641 | -1.717 | -4.1797
21 | 4500 | -1.1655 | 41.2679 | -0.44982 | 0.081188 | -51.4676 | 4.6165 | 21.8794 | 13.7169 | 1.3157 | 3.2132 | 7.0692 | 2.9055 | 1.8902 | 2.5115 | 6.4069 | 3.6139 | -2.5633 | -3.3437
21 | 5000 | -1.2962 | 41.37 | -0.65654 | 0.0051726 | -51.3792 | 4.6731 | 21.9932 | 13.0719 | 1.2093 | 3.3677 | 6.7817 | 3.4225 | 1.8745 | 2.6525 | 6.3362 | 3.9923 | -2.7309 | -3.189
21 | 5500 | -1.7455 | 41.3379 | -0.54592 | -0.46725 | -51.5206 | 5.4826 | 21.2043 | 13.1676 | 1.2911 | 3.4607 | 7.2459 | 3.7322 | 1.5276 | 3.1918 | 5.9136 | 4.4521 | -3.1503 | -3.0795
21 | 6000 | -1.6651 | 40.9534 | -0.54088 | -0.35744 | -51.0638 | 5.4078 | 21.3823 | 12.9618 | 1.7095 | 3.6341 | 7.5196 | 3.3269 | 1.2994 | 3.1404 | 6.1046 | 3.9849 | -3.4325 | -2.8667
21 | 6500 | -1.0954 | 41.3739 | -0.6979 | -0.74944 | -51.0276 | 5.774 | 21.7288 | 12.8645 | 1.6105 | 3.2794 | 7.376 | 3.1979 | 1.2542 | 3.1129 | 6.2372 | 3.8595 | -3.4166 | -3.1836
21 | 7000 | -0.95501 | 41.0989 | -0.33162 | -0.89669 | -50.1028 | 5.6521 | 21.4405 | 12.7067 | 1.6111 | 3.5634 | 7.3269 | 3.6746 | 0.88746 | 2.8743 | 6.0635 | 3.841 | -3.6376 | -3.3185
21 | 7500 | -0.98058 | 41.4078 | -0.17808 | -0.43653 | -50.3437 | 6.1088 | 21.5912 | 12.6028 | 1.5794 | 3.2396 | 7.1073 | 3.9837 | 0.68658 | 2.8475 | 5.3478 | 4.1889 | -3.6573 | -3.5969
21 | 8000 | -1.1156 | 41.4734 | -0.028162 | -0.48064 | -50.2003 | 6.3482 | 21.5239 | 12.0889 | 1.6944 | 3.3202 | 6.9735 | 4.0646 | 0.43875 | 2.7457 | 5.1297 | 4.2711 | -3.3735 | -3.3758
21 | 8500 | -0.94303 | 41.1836 | -0.059095 | -0.50456 | -50.1763 | 6.6509 | 21.4677 | 12.2202 | 1.8211 | 3.4062 | 6.7064 | 3.9191 | 0.56922 | 2.6944 | 5.2555 | 4.1214 | -3.3442 | -3.4902
21 | 9000 | -0.94015 | 40.9952 | -0.13369 | -0.54087 | -49.8314 | 6.5259 | 21.5901 | 11.9206 | 1.8713 | 3.5591 | 6.7214 | 3.899 | 0.48596 | 2.7089 | 5.3254 | 4.0771 | -3.2037 | -3.5319
21 | 9500 | -1.0161 | 40.9337 | -0.25233 | -0.43961 | -48.8262 | 6.4922 | 21.2379 | 11.8408 | 1.6562 | 3.4335 | 6.4494 | 3.7107 | 0.56548 | 2.7738 | 5.424 | 3.9261 | -3.2672 | -3.144
21 | 10000 | -0.97659 | 40.6853 | -0.077301 | -0.52656 | -48.9841 | 6.5305 | 21.1022 | 11.9174 | 1.6843 | 3.6263 | 6.5035 | 3.3668 | 0.52629 | 2.6545 | 5.695 | 3.9323 | -2.7832 | -3.3784
21 | 10500 | -1.0404 | 40.7161 | -0.16444 | -0.31346 | -49.3935 | 6.2813 | 21.1483 | 12.0991 | 1.5567 | 3.749 | 6.4422 | 3.4196 | 0.88099 | 2.5182 | 5.6335 | 3.9736 | -2.6762 | -3.3324
21 | 11000 | -1.0924 | 40.4965 | -0.199 | -0.46097 | -49.3496 | 6.4158 | 21.1012 | 12.2345 | 1.4846 | 3.9325 | 6.3716 | 3.0078 | 1.0846 | 2.5187 | 5.5905 | 4.2104 | -2.4249 | -3.4235
21 | 11500 | -0.9286 | 40.313 | -0.29892 | -0.30164 | -48.9055 | 6.452 | 20.818 | 12.4881 | 1.2734 | 3.7227 | 6.3265 | 3.2195 | 1.0547 | 2.525 | 5.6701 | 4.1938 | -2.5815 | -3.5422
21 | 12000 | -1.0233 | 40.1108 | -0.4336 | -0.37018 | -49.281 | 6.4909 | 20.9294 | 12.7934 | 1.3461 | 3.4562 | 6.3445 | 3.1891 | 1.0659 | 2.4778 | 5.9996 | 4.1864 | -2.251 | -3.5328
21 | 12500 | -0.96022 | 40.3729 | -0.52632 | -0.63311 | -49.4501 | 6.4436 | 21.0451 | 12.619 | 1.5379 | 3.514 | 6.564 | 3.1578 | 0.994 | 2.6574 | 5.8107 | 4.3245 | -2.4077 | -3.5651
21 | 13000 | -1.0352 | 40.4371 | -0.38767 | -0.62734 | -49.449 | 6.2205 | 21.2234 | 12.7173 | 1.5946 | 3.5648 | 6.5635 | 3.106 | 1.0198 | 2.5396 | 5.8125 | 4.3387 | -2.8 | -3.3402
21 | 13500 | -0.96176 | 40.3427 | -0.34747 | -0.65854 | -49.6133 | 6.2079 | 21.4004 | 12.9085 | 1.7316 | 3.4041 | 6.5551 | 3.3723 | 1.0145 | 2.2607 | 5.7489 | 4.1834 | -2.6761 | -3.3748
21 | 14000 | -0.97554 | 40.3369 | -0.2622 | -0.75786 | -49.4962 | 6.3177 | 21.2745 | 13.1843 | 1.7515 | 3.3876 | 6.5201 | 3.3436 | 1.0377 | 2.2549 | 5.6973 | 4.1447 | -3.0948 | -3.1659
21 | 14500 | -1.0604 | 40.3688 | -0.30171 | -0.80057 | -49.6006 | 6.4924 | 21.3189 | 13.1329 | 1.8269 | 3.495 | 6.4868 | 3.3366 | 1.0481 | 2.1477 | 5.7658 | 4.2263 | -3.2484 | -3.1362
21 | 15000 | -0.90691 | 40.4245 | -0.19628 | -0.81106 | -49.6345 | 6.6068 | 21.2925 | 13.0093 | 1.7183 | 3.4626 | 6.5063 | 3.3135 | 1.0567 | 2.0385 | 5.7326 | 4.0854 | -3.0358 | -3.1641
21 | 15500 | -0.86287 | 40.5891 | -0.19722 | -0.85444 | -49.5583 | 6.5279 | 21.1186 | 12.9421 | 1.8192 | 3.466 | 6.3361 | 3.1916 | 1.2464 | 2.046 | 5.7086 | 3.7855 | -2.9441 | -2.862
21 | 16000 | -0.91783 | 40.6278 | -0.095146 | -0.76983 | -49.6241 | 6.4283 | 20.9565 | 13.1489 | 1.8227 | 3.6011 | 6.2273 | 3.2423 | 1.2819 | 2.0372 | 5.7383 | 3.8012 | -3.2783 | -2.7299
21 | 16500 | -0.9638 | 40.6164 | 0.043325 | -0.89637 | -49.429 | 6.4624 | 21.0846 | 13.1385 | 1.9029 | 3.7152 | 6.0863 | 3.2246 | 1.1757 | 2.0286 | 5.7001 | 3.6515 | -3.2465 | -2.7961
21 | 17000 | -1.0519 | 40.633 | 0.0007238 | -0.99039 | -49.3483 | 6.4108 | 21.2353 | 13.2167 | 1.9513 | 3.6353 | 6.1181 | 3.0535 | 1.1873 | 2.0516 | 5.6927 | 3.7921 | -3.2997 | -2.7898
21 | 17500 | -1.1014 | 40.8578 | 0.071421 | -0.91197 | -49.3778 | 6.283 | 21.0766 | 13.1732 | 1.9655 | 3.6759 | 6.1851 | 3.1709 | 1.0776 | 2.0348 | 5.6756 | 3.7911 | -3.3537 | -2.7954
21 | 18000 | -1.0173 | 40.9701 | 0.049349 | -1.0079 | -49.6128 | 6.2862 | 21.1428 | 13.0794 | 2.0047 | 3.6344 | 6.231 | 3.1708 | 1.1358 | 2.1439 | 5.5709 | 3.6524 | -3.178 | -2.7575
21 | 18500 | -0.94244 | 40.8132 | -0.020788 | -0.84676 | -49.5622 | 6.359 | 21.096 | 13.109 | 1.9711 | 3.5665 | 6.2756 | 3.098 | 1.2009 | 2.2333 | 5.6764 | 3.6572 | -3.4118 | -2.7742
21 | 19000 | -0.81796 | 40.8565 | 0.025571 | -0.72028 | -49.4415 | 6.3318 | 21.1786 | 13.1234 | 1.8653 | 3.5575 | 6.1163 | 3.0697 | 1.28 | 2.2166 | 5.5449 | 3.7256 | -3.4181 | -2.9957
21 | 19500 | -0.83506 | 40.8899 | -0.045271 | -0.71182 | -49.2725 | 6.3169 | 21.1684 | 12.923 | 1.9431 | 3.5128 | 6.1232 | 3.052 | 1.3132 | 2.3088 | 5.6138 | 3.7155 | -3.4232 | -3.0945
21 | 20000 | -0.86216 | 40.9623 | -0.08854 | -0.6195 | -49.363 | 6.2777 | 21.3455 | 12.9147 | 2.0072 | 3.6535 | 6.1371 | 3.0013 | 1.3337 | 2.277 | 5.8203 | 3.6589 | -3.6776 | -3.2802
21 | 20500 | -0.76708 | 40.9628 | 0.017864 | -0.62203 | -49.393 | 6.2776 | 21.3063 | 12.9367 | 1.9192 | 3.4547 | 6.1719 | 3.0011 | 1.1671 | 2.3468 | 5.7716 | 3.7196 | -3.5672 | -3.2057
21 | 21000 | -0.72558 | 40.8906 | 0.060866 | -0.56543 | -49.4628 | 6.0972 | 21.2764 | 12.9893 | 1.9865 | 3.4655 | 6.0818 | 3.0292 | 1.2628 | 2.335 | 5.718 | 3.7028 | -3.3692 | -3.2746
21 | 21500 | -0.77031 | 40.7652 | 0.0097588 | -0.43567 | -49.2386 | 6.1262 | 21.0931 | 13.0122 | 1.9457 | 3.4724 | 6.075 | 2.9646 | 1.1552 | 2.3879 | 5.7718 | 3.7261 | -3.3737 | -3.1886
21 | 22000 | -0.77384 | 40.7002 | 0.093214 | -0.45204 | -49.3992 | 6.0887 | 21.0751 | 13.0532 | 2.0985 | 3.4664 | 6.0129 | 2.9572 | 1.2142 | 2.3294 | 5.766 | 3.8766 | -3.2657 | -3.3426
21 | 22500 | -0.83478 | 40.6442 | -0.037437 | -0.48245 | -49.119 | 6.0267 | 21.1174 | 13.0533 | 2.0725 | 3.641 | 5.9911 | 2.9822 | 1.2688 | 2.2819 | 5.6513 | 3.8743 | -3.2715 | -3.3612
21 | 23000 | -0.9713 | 40.6615 | 0.17065 | -0.4892 | -49.0376 | 6.0416 | 21.1177 | 13.0248 | 2.2076 | 3.4813 | 6.0524 | 3.0497 | 1.2655 | 2.2813 | 5.4548 | 3.9189 | -3.4288 | -3.3027
21 | 23500 | -0.94223 | 40.5965 | 0.088412 | -0.44893 | -48.8956 | 6.0395 | 21.0192 | 13.0601 | 2.2024 | 3.5224 | 6.0663 | 2.9681 | 1.3796 | 2.2547 | 5.4824 | 3.86 | -3.321 | -3.4336
21 | 24000 | -0.97309 | 40.6648 | 0.13139 | -0.44962 | -48.9468 | 5.9922 | 21.1022 | 13.0592 | 2.1944 | 3.4758 | 6.106 | 2.9788 | 1.4339 | 2.2049 | 5.4894 | 3.7766 | -3.2747 | -3.4672
21 | 24500 | -0.98333 | 40.7773 | 0.15514 | -0.45687 | -48.8917 | 6.0364 | 21.0662 | 13.1111 | 2.1536 | 3.5157 | 6.0984 | 2.843 | 1.3349 | 2.1333 | 5.4679 | 3.7898 | -3.1173 | -3.5352
21 | 25000 | -0.98779 | 40.8447 | 0.14783 | -0.44662 | -49.0237 | 5.9892 | 21.209 | 13.0536 | 2.183 | 3.567 | 6.1274 | 2.9362 | 1.3223 | 2.1212 | 5.4928 | 3.8173 | -3.2197 | -3.6352
21 | 25500 | -0.92187 | 40.875 | 0.16976 | -0.4117 | -48.9858 | 5.9167 | 21.1771 | 13.0522 | 2.2195 | 3.5906 | 6.0965 | 2.9291 | 1.3976 | 2.1366 | 5.3901 | 3.7514 | -3.1948 | -3.6896
21 | 26000 | -0.8503 | 40.9347 | 0.1301 | -0.4199 | -48.9807 | 5.9055 | 21.0289 | 13.0471 | 2.3754 | 3.585 | 6.0937 | 2.9155 | 1.4393 | 2.025 | 5.3292 | 3.8338 | -3.2476 | -3.6464
21 | 26500 | -0.85399 | 40.8422 | 0.087987 | -0.47807 | -49.0209 | 5.931 | 21.0274 | 13.0869 | 2.3188 | 3.6715 | 6.1042 | 2.9114 | 1.5167 | 1.9828 | 5.3275 | 3.8666 | -3.3105 | -3.5134
21 | 27000 | -0.81233 | 40.8604 | 0.074331 | -0.50842 | -48.9191 | 5.932 | 21.0264 | 13.0246 | 2.3337 | 3.6648 | 6.182 | 2.8758 | 1.5351 | 1.9645 | 5.3101 | 3.9529 | -3.3449 | -3.6536
21 | 27500 | -0.68904 | 40.8219 | 0.029414 | -0.52065 | -48.973 | 5.9096 | 21.0739 | 12.9939 | 2.3178 | 3.6816 | 6.1632 | 2.848 | 1.5969 | 1.9797 | 5.2504 | 3.9936 | -3.3629 | -3.616
21 | 28000 | -0.70224 | 40.8277 | 0.12866 | -0.4793 | -48.8945 | 5.947 | 21.0527 | 12.903 | 2.402 | 3.674 | 6.0985 | 2.8036 | 1.6045 | 1.968 | 5.2657 | 3.906 | -3.3461 | -3.661
21 | 28500 | -0.7155 | 40.8098 | 0.13338 | -0.48592 | -48.7674 | 5.9748 | 21.015 | 12.9199 | 2.3924 | 3.7232 | 6.12 | 2.7429 | 1.5729 | 2.0601 | 5.223 | 3.9272 | -3.5492 | -3.5984
21 | 29000 | -0.64822 | 40.8571 | 0.087481 | -0.44113 | -48.8425 | 5.9916 | 20.8779 | 13.0021 | 2.4187 | 3.7088 | 6.1518 | 2.7385 | 1.5522 | 2.0609 | 5.2574 | 3.9927 | -3.5881 | -3.6789
21 | 29500 | -0.6295 | 40.8921 | 0.15961 | -0.40316 | -48.7608 | 6.0224 | 20.8528 | 13.0068 | 2.3657 | 3.6317 | 6.0312 | 2.7137 | 1.5667 | 1.9807 | 5.2188 | 4.0232 | -3.5595 | -3.6142
21 | 30000 | -0.59885 | 40.8606 | 0.14761 | -0.36658 | -48.8165 | 6.0725 | 20.8351 | 13.0053 | 2.2836 | 3.6355 | 6.0448 | 2.7265 | 1.4993 | 1.957 | 5.2564 | 4.0671 | -3.6018 | -3.5093
21 | 30500 | -0.57381 | 40.8819 | 0.17933 | -0.30387 | -48.6994 | 6.1191 | 20.859 | 13.0135 | 2.2482 | 3.5829 | 6.0478 | 2.694 | 1.4574 | 1.9911 | 5.172 | 4.0183 | -3.6029 | -3.5862
21 | 31000 | -0.59271 | 40.9104 | 0.21031 | -0.27603 | -48.7517 | 6.1414 | 20.911 | 12.9348 | 2.1285 | 3.6129 | 6.0337 | 2.7749 | 1.4094 | 2.0639 | 5.1791 | 3.997 | -3.5999 | -3.5888
21 | 31500 | -0.48147 | 40.9356 | 0.21899 | -0.33458 | -48.7035 | 6.1624 | 20.8882 | 12.9252 | 2.1565 | 3.5386 | 6.0327 | 2.852 | 1.4362 | 1.973 | 5.1594 | 3.9354 | -3.5848 | -3.6117
21 | 32000 | -0.49883 | 40.8773 | 0.24864 | -0.35919 | -48.6917 | 6.1267 | 20.8866 | 12.9928 | 2.0467 | 3.5509 | 6.1204 | 2.8778 | 1.4268 | 1.9889 | 5.1537 | 3.8895 | -3.5534 | -3.5851
21 | 32500 | -0.4382 | 40.8381 | 0.25552 | -0.40385 | -48.6782 | 6.1071 | 20.8707 | 12.9463 | 2.1137 | 3.5685 | 6.0767 | 2.958 | 1.4823 | 2.0149 | 5.0436 | 3.8438 | -3.5285 | -3.5723
21 | 33000 | -0.41658 | 40.7941 | 0.19984 | -0.42763 | -48.6915 | 6.1291 | 20.7824 | 13.0243 | 2.0693 | 3.5906 | 6.1229 | 2.9038 | 1.5448 | 2.0171 | 4.9419 | 3.8039 | -3.4391 | -3.451
21 | 33500 | -0.46521 | 40.7086 | 0.17857 | -0.46866 | -48.6358 | 6.1248 | 20.8051 | 12.9204 | 2.1394 | 3.6402 | 6.1852 | 2.9566 | 1.6276 | 1.9642 | 5.0038 | 3.7954 | -3.4717 | -3.51
21 | 34000 | -0.43062 | 40.6872 | 0.17575 | -0.42595 | -48.6443 | 6.1055 | 20.7888 | 12.8956 | 2.1244 | 3.6016 | 6.2302 | 2.9737 | 1.6078 | 1.8827 | 5.0688 | 3.7763 | -3.4636 | -3.4558
21 | 34500 | -0.47154 | 40.7145 | 0.15072 | -0.45124 | -48.6 | 6.1218 | 20.7212 | 12.9343 | 2.0989 | 3.6673 | 6.2089 | 3.0271 | 1.6686 | 1.8864 | 4.9714 | 3.8218 | -3.5264 | -3.4456
21 | 35000 | -0.4871 | 40.7098 | 0.22858 | -0.42617 | -48.5701 | 6.1868 | 20.6582 | 12.8992 | 2.1049 | 3.712 | 6.1961 | 2.9547 | 1.6857 | 1.8345 | 5.0142 | 3.7821 | -3.5588 | -3.4265
21 | 35500 | -0.42949 | 40.7248 | 0.2362 | -0.48282 | -48.6619 | 6.1927 | 20.6861 | 12.8754 | 2.091 | 3.7215 | 6.266 | 2.9077 | 1.7278 | 1.8518 | 5.0125 | 3.7389 | -3.5493 | -3.4106
21 | 36000 | -0.41923 | 40.7375 | 0.23557 | -0.49765 | -48.69 | 6.2118 | 20.7439 | 12.9465 | 2.0563 | 3.6753 | 6.2784 | 2.8317 | 1.7293 | 1.7615 | 5.0241 | 3.7553 | -3.4368 | -3.4454
21 | 36500 | -0.41864 | 40.7058 | 0.26202 | -0.44622 | -48.6454 | 6.1943 | 20.7865 | 12.8716 | 2.0779 | 3.6934 | 6.2895 | 2.7622 | 1.6902 | 1.7415 | 5.0227 | 3.847 | -3.4663 | -3.4698
21 | 37000 | -0.36725 | 40.6697 | 0.24662 | -0.50263 | -48.6529 | 6.1884 | 20.7817 | 12.8813 | 2.0642 | 3.7269 | 6.3343 | 2.7955 | 1.7368 | 1.7424 | 4.9725 | 3.8557 | -3.4782 | -3.4969
21 | 37500 | -0.40728 | 40.6784 | 0.19019 | -0.49296 | -48.6591 | 6.2358 | 20.7676 | 12.8798 | 2.0221 | 3.785 | 6.3118 | 2.7477 | 1.7739 | 1.7651 | 4.9909 | 3.8663 | -3.4794 | -3.4778
21 | 38000 | -0.53158 | 40.7221 | 0.15271 | -0.52548 | -48.6072 | 6.2284 | 20.6965 | 12.9649 | 1.9427 | 3.7807 | 6.3298 | 2.7711 | 1.729 | 1.7496 | 5.0219 | 3.8608 | -3.4217 | -3.3659
21 | 38500 | -0.53565 | 40.7441 | 0.19201 | -0.51839 | -48.6824 | 6.3021 | 20.7479 | 12.9863 | 1.9744 | 3.7161 | 6.3281 | 2.7534 | 1.6833 | 1.744 | 5.0368 | 3.8816 | -3.3927 | -3.4628
21 | 39000 | -0.53388 | 40.7398 | 0.20721 | -0.51656 | -48.6269 | 6.2669 | 20.752 | 13.0219 | 1.9346 | 3.6759 | 6.3531 | 2.7591 | 1.6664 | 1.7571 | 5.064 | 3.8535 | -3.4244 | -3.4516
21 | 39500 | -0.51975 | 40.8468 | 0.20917 | -0.46379 | -48.619 | 6.286 | 20.7694 | 12.9942 | 1.9216 | 3.5801 | 6.3418 | 2.8185 | 1.6131 | 1.8466 | 5.0645 | 3.8023 | -3.4686 | -3.5248
21 | 40000 | -0.47065 | 40.9194 | 0.23611 | -0.54339 | -48.6351 | 6.3119 | 20.765 | 12.9848 | 1.9033 | 3.5657 | 6.346 | 2.779 | 1.5855 | 1.8734 | 5.0929 | 3.7786 | -3.4564 | -3.538
21 | 40500 | -0.44858 | 40.9277 | 0.23702 | -0.62493 | -48.6574 | 6.2647 | 20.7605 | 12.9782 | 1.9552 | 3.5567 | 6.318 | 2.8213 | 1.5197 | 1.8928 | 5.1355 | 3.756 | -3.3661 | -3.528
21 | 41000 | -0.41566 | 40.9249 | 0.22313 | -0.61242 | -48.6517 | 6.288 | 20.7338 | 12.9505 | 1.9905 | 3.5724 | 6.3844 | 2.7818 | 1.5301 | 1.9022 | 5.1626 | 3.7456 | -3.3991 | -3.6128
21 | 41500 | -0.43751 | 40.847 | 0.21161 | -0.56312 | -48.56 | 6.2193 | 20.7536 | 12.9676 | 1.9897 | 3.5805 | 6.4181 | 2.7643 | 1.5149 | 1.8457 | 5.1635 | 3.7651 | -3.441 | -3.541
21 | 42000 | -0.40844 | 40.8195 | 0.18583 | -0.53823 | -48.5794 | 6.2638 | 20.842 | 12.9569 | 1.9241 | 3.5722 | 6.426 | 2.7761 | 1.5015 | 1.8201 | 5.1637 | 3.7766 | -3.4712 | -3.5327
21 | 42500 | -0.43066 | 40.847 | 0.11936 | -0.48346 | -48.5354 | 6.2537 | 20.7823 | 12.9954 | 1.9062 | 3.5885 | 6.3828 | 2.7471 | 1.5186 | 1.8628 | 5.1238 | 3.8008 | -3.4545 | -3.5257
21 | 43000 | -0.43485 | 40.908 | 0.13581 | -0.48128 | -48.5565 | 6.2869 | 20.7712 | 13.0241 | 1.8839 | 3.5918 | 6.3565 | 2.8044 | 1.4695 | 1.8692 | 5.1042 | 3.7806 | -3.4775 | -3.5378
21 | 43500 | -0.46549 | 40.8915 | 0.12009 | -0.45044 | -48.5345 | 6.2947 | 20.7923 | 13.0304 | 1.8761 | 3.5558 | 6.3114 | 2.7524 | 1.5406 | 1.8745 | 5.114 | 3.8085 | -3.5012 | -3.5126
21 | 44000 | -0.48558 | 40.8723 | 0.14087 | -0.44912 | -48.5448 | 6.332 | 20.7881 | 13.0822 | 1.8684 | 3.5348 | 6.3331 | 2.7024 | 1.537 | 1.8426 | 5.0963 | 3.8339 | -3.41 | -3.5762
21 | 44500 | -0.42222 | 40.8213 | 0.15882 | -0.44981 | -48.4735 | 6.3329 | 20.726 | 13.0857 | 1.8519 | 3.5183 | 6.3336 | 2.7366 | 1.5212 | 1.8091 | 5.081 | 3.8909 | -3.4541 | -3.5694
21 | 45000 | -0.42661 | 40.8118 | 0.11511 | -0.46762 | -48.4716 | 6.3096 | 20.7365 | 13.0975 | 1.8673 | 3.5412 | 6.2981 | 2.7861 | 1.5496 | 1.8555 | 5.0232 | 3.9396 | -3.4209 | -3.6461
21 | 45500 | -0.43801 | 40.7912 | 0.12539 | -0.42067 | -48.5331 | 6.3652 | 20.7859 | 13.1063 | 1.8957 | 3.5173 | 6.2575 | 2.82 | 1.5444 | 1.7948 | 5.0628 | 3.9959 | -3.5074 | -3.6649
21 | 46000 | -0.4362 | 40.7685 | 0.13453 | -0.43137 | -48.5765 | 6.3928 | 20.7581 | 13.083 | 1.9313 | 3.4821 | 6.2362 | 2.8901 | 1.5354 | 1.8133 | 5.0849 | 4.0484 | -3.5179 | -3.6987
21 | 46500 | -0.4152 | 40.7066 | 0.17992 | -0.38122 | -48.553 | 6.3403 | 20.7291 | 13.0841 | 1.9157 | 3.5125 | 6.3008 | 2.9255 | 1.5309 | 1.8419 | 5.0237 | 4.0917 | -3.545 | -3.7901
21 | 47000 | -0.43776 | 40.7526 | 0.19851 | -0.31702 | -48.5398 | 6.3336 | 20.7244 | 13.0449 | 1.9136 | 3.4593 | 6.3018 | 2.8946 | 1.5349 | 1.8193 | 5.0186 | 4.0904 | -3.5557 | -3.738
21 | 47500 | -0.42093 | 40.7736 | 0.21968 | -0.31151 | -48.5504 | 6.3158 | 20.7121 | 13.0359 | 1.8813 | 3.4795 | 6.2935 | 2.9203 | 1.485 | 1.8142 | 5.02 | 4.1089 | -3.5377 | -3.7407
21 | 48000 | -0.41379 | 40.8335 | 0.22479 | -0.33752 | -48.584 | 6.2931 | 20.7358 | 12.9956 | 1.8459 | 3.4815 | 6.3399 | 2.9365 | 1.4813 | 1.8254 | 4.9942 | 4.152 | -3.538 | -3.7681
21 | 48500 | -0.42029 | 40.8165 | 0.23298 | -0.37001 | -48.6469 | 6.3634 | 20.7261 | 12.9663 | 1.8782 | 3.4833 | 6.353 | 2.8748 | 1.4879 | 1.8749 | 5.0209 | 4.1904 | -3.5798 | -3.7536
21 | 49000 | -0.43152 | 40.8262 | 0.20606 | -0.37217 | -48.6871 | 6.2883 | 20.7179 | 13.0134 | 1.9438 | 3.4972 | 6.3815 | 2.834 | 1.5041 | 1.8736 | 4.9632 | 4.212 | -3.517 | -3.7552
21 | 49500 | -0.42591 | 40.868 | 0.20513 | -0.4335 | -48.6499 | 6.2804 | 20.7137 | 12.9968 | 1.9887 | 3.4181 | 6.4586 | 2.8858 | 1.4439 | 1.8605 | 4.9987 | 4.2089 | -3.5464 | -3.7732
21 | 50000 | -0.41992 | 40.9154 | 0.17297 | -0.39676 | -48.7043 | 6.224 | 20.7517 | 13.0098 | 1.9425 | 3.4429 | 6.4369 | 2.9298 | 1.4528 | 1.8529 | 4.994 | 4.2351 | -3.5714 | -3.7701
21 | 50500 | -0.48195 | 40.9096 | 0.1656 | -0.3951 | -48.7542 | 6.1886 | 20.6751 | 13.0913 | 1.8885 | 3.408 | 6.4712 | 2.9244 | 1.5544 | 1.8361 | 5.0275 | 4.2533 | -3.5326 | -3.7314
21 | 51000 | -0.47554 | 40.9401 | 0.17187 | -0.42309 | -48.7156 | 6.1561 | 20.6273 | 13.119 | 1.8855 | 3.4291 | 6.4796 | 2.9577 | 1.5044 | 1.8813 | 4.9275 | 4.2465 | -3.4735 | -3.7399
21 | 51500 | -0.48545 | 40.9589 | 0.14617 | -0.42474 | -48.7603 | 6.1798 | 20.6433 | 13.1027 | 1.8787 | 3.4412 | 6.502 | 2.9218 | 1.5345 | 1.88 | 4.9447 | 4.2028 | -3.4677 | -3.7002
21 | 52000 | -0.48062 | 40.9137 | 0.12223 | -0.39591 | -48.7777 | 6.2149 | 20.6677 | 13.0966 | 1.8784 | 3.43 | 6.484 | 2.9282 | 1.5336 | 1.8681 | 4.9391 | 4.1949 | -3.4545 | -3.6645
21 | 52500 | -0.48844 | 40.835 | 0.09835 | -0.38367 | -48.7604 | 6.1952 | 20.6522 | 13.1353 | 1.8491 | 3.4725 | 6.5518 | 2.9632 | 1.4708 | 1.8742 | 4.9786 | 4.2157 | -3.473 | -3.6881
21 | 53000 | -0.44959 | 40.8928 | 0.079349 | -0.42733 | -48.7525 | 6.2643 | 20.6354 | 13.0986 | 1.8696 | 3.5227 | 6.5487 | 2.9123 | 1.467 | 1.9113 | 4.9502 | 4.2456 | -3.5233 | -3.7467
21 | 53500 | -0.45672 | 40.9192 | 0.14371 | -0.43157 | -48.7272 | 6.2544 | 20.5598 | 13.0826 | 1.8585 | 3.5962 | 6.5485 | 2.9135 | 1.4605 | 1.8832 | 4.9859 | 4.2262 | -3.5724 | -3.7461
21 | 54000 | -0.43207 | 40.8847 | 0.15631 | -0.37526 | -48.7152 | 6.2955 | 20.5593 | 13.0236 | 1.8988 | 3.5836 | 6.5267 | 2.9341 | 1.4831 | 1.8615 | 4.9561 | 4.2218 | -3.5905 | -3.7738
21 | 54500 | -0.45483 | 40.8678 | 0.17594 | -0.35307 | -48.6601 | 6.2434 | 20.5228 | 13.0055 | 1.885 | 3.581 | 6.5262 | 2.9466 | 1.4564 | 1.8668 | 4.9199 | 4.2648 | -3.5591 | -3.7368
21 | 55000 | -0.38727 | 40.8831 | 0.14437 | -0.35456 | -48.6435 | 6.1991 | 20.5073 | 13.0687 | 1.8512 | 3.5121 | 6.5056 | 2.9429 | 1.4482 | 1.8394 | 4.9425 | 4.2918 | -3.5036 | -3.7491
21 | 55500 | -0.36232 | 40.9241 | 0.090564 | -0.35182 | -48.6548 | 6.1912 | 20.5191 | 13.0683 | 1.8058 | 3.5015 | 6.5 | 2.9415 | 1.4789 | 1.8373 | 4.9953 | 4.2793 | -3.5065 | -3.7592
21 | 56000 | -0.38129 | 40.9374 | 0.046892 | -0.33314 | -48.6196 | 6.1972 | 20.526 | 13.0063 | 1.8077 | 3.561 | 6.5099 | 2.9406 | 1.521 | 1.8324 | 4.9497 | 4.2836 | -3.4695 | -3.8178
21 | 56500 | -0.38148 | 40.9049 | 0.081437 | -0.381 | -48.5834 | 6.1941 | 20.5039 | 13.0418 | 1.8192 | 3.5544 | 6.5003 | 2.9076 | 1.5522 | 1.8889 | 4.9135 | 4.2744 | -3.49 | -3.8025
21 | 57000 | -0.37352 | 40.9413 | 0.11554 | -0.35779 | -48.6088 | 6.2083 | 20.4777 | 12.998 | 1.8776 | 3.558 | 6.4947 | 2.897 | 1.5302 | 1.8903 | 4.9117 | 4.2899 | -3.5017 | -3.8502
21 | 57500 | -0.36787 | 40.9537 | 0.13806 | -0.30913 | -48.5497 | 6.188 | 20.4563 | 12.9562 | 1.8742 | 3.5664 | 6.4958 | 2.8937 | 1.4729 | 1.8614 | 4.9198 | 4.3065 | -3.5383 | -3.8195
21 | 58000 | -0.3536 | 40.9234 | 0.167 | -0.2891 | -48.5247 | 6.1747 | 20.4305 | 12.9449 | 1.8764 | 3.601 | 6.5071 | 2.8958 | 1.4756 | 1.8811 | 4.8694 | 4.2969 | -3.5359 | -3.8422
21 | 58500 | -0.36383 | 40.9523 | 0.17135 | -0.28338 | -48.4365 | 6.222 | 20.41 | 12.9085 | 1.852 | 3.612 | 6.4409 | 2.8429 | 1.5263 | 1.8761 | 4.867 | 4.3151 | -3.5311 | -3.8835
21 | 59000 | -0.37959 | 40.9038 | 0.2011 | -0.29391 | -48.4488 | 6.2362 | 20.443 | 12.8931 | 1.824 | 3.569 | 6.4183 | 2.8665 | 1.5618 | 1.9068 | 4.8879 | 4.3363 | -3.5523 | -3.8749
21 | 59500 | -0.39418 | 40.9268 | 0.18529 | -0.25412 | -48.4633 | 6.2219 | 20.4355 | 12.9097 | 1.8 | 3.5687 | 6.4267 | 2.8606 | 1.5105 | 1.915 | 4.9043 | 4.3116 | -3.5178 | -3.8487
21 | 60000 | -0.37599 | 40.8923 | 0.19157 | -0.24505 | -48.4992 | 6.2208 | 20.4318 | 12.9839 | 1.7895 | 3.5429 | 6.4335 | 2.8907 | 1.5296 | 1.8853 | 4.9132 | 4.3113 | -3.5358 | -3.8622
21 | 60500 | -0.36385 | 40.8593 | 0.2028 | -0.26744 | -48.4711 | 6.2297 | 20.4195 | 12.942 | 1.8342 | 3.5118 | 6.4342 | 2.8725 | 1.5282 | 1.8601 | 4.9441 | 4.3216 | -3.5561 | -3.8032
21 | 61000 | -0.35863 | 40.9154 | 0.19539 | -0.26767 | -48.4673 | 6.2119 | 20.4464 | 12.9426 | 1.859 | 3.5285 | 6.4562 | 2.8368 | 1.4929 | 1.8847 | 4.9497 | 4.2892 | -3.5781 | -3.8388
21 | 61500 | -0.3441 | 40.8653 | 0.18489 | -0.23801 | -48.4295 | 6.2176 | 20.4497 | 12.9166 | 1.893 | 3.5359 | 6.4398 | 2.8262 | 1.4639 | 1.872 | 4.9249 | 4.3068 | -3.5459 | -3.8408
21 | 62000 | -0.34464 | 40.8735 | 0.18902 | -0.22858 | -48.4384 | 6.1888 | 20.4685 | 12.9485 | 1.8993 | 3.5749 | 6.4128 | 2.8039 | 1.4424 | 1.8912 | 4.9346 | 4.2878 | -3.556 | -3.8495
21 | 62500 | -0.36389 | 40.898 | 0.14235 | -0.26036 | -48.4296 | 6.2132 | 20.4596 | 12.9808 | 1.9009 | 3.5921 | 6.4024 | 2.8321 | 1.43 | 1.8938 | 4.9154 | 4.2708 | -3.5436 | -3.8356
21 | 63000 | -0.31975 | 40.8731 | 0.16797 | -0.22986 | -48.4514 | 6.1862 | 20.4955 | 12.9338 | 1.9009 | 3.6158 | 6.3814 | 2.8473 | 1.4192 | 1.9017 | 4.8808 | 4.2664 | -3.525 | -3.8458
21 | 63500 | -0.32143 | 40.9048 | 0.13018 | -0.20949 | -48.4774 | 6.1338 | 20.4968 | 12.92 | 1.8831 | 3.6112 | 6.3892 | 2.848 | 1.4527 | 1.8671 | 4.9077 | 4.2305 | -3.4556 | -3.8132
21 | 64000 | -0.32774 | 40.9115 | 0.088361 | -0.19781 | -48.398 | 6.1011 | 20.5017 | 12.9462 | 1.8853 | 3.6128 | 6.3743 | 2.8532 | 1.4543 | 1.8636 | 4.9551 | 4.2084 | -3.4833 | -3.8508
21 | 64500 | -0.32495 | 40.9254 | 0.096014 | -0.21011 | -48.4408 | 6.0456 | 20.4875 | 12.9831 | 1.8872 | 3.6231 | 6.372 | 2.8613 | 1.4539 | 1.8677 | 4.9608 | 4.2056 | -3.4627 | -3.8324
21 | 65000 | -0.32364 | 40.948 | 0.071085 | -0.21328 | -48.4603 | 6.0683 | 20.5068 | 12.9967 | 1.8698 | 3.6212 | 6.4027 | 2.8619 | 1.4318 | 1.8323 | 4.9094 | 4.2298 | -3.426 | -3.8284
21 | 65500 | -0.32964 | 40.9419 | 0.076533 | -0.19968 | -48.4617 | 6.0637 | 20.5099 | 12.9963 | 1.9021 | 3.6572 | 6.3843 | 2.8211 | 1.4474 | 1.8182 | 4.9329 | 4.2143 | -3.4348 | -3.8417
21 | 66000 | -0.32578 | 40.9208 | 0.064853 | -0.1862 | -48.4389 | 6.0555 | 20.4731 | 13.0265 | 1.8598 | 3.674 | 6.4003 | 2.8087 | 1.4409 | 1.8515 | 4.9305 | 4.2337 | -3.4475 | -3.8433
21 | 66500 | -0.3032 | 40.9281 | 0.097895 | -0.17672 | -48.461 | 6.0775 | 20.4508 | 13.062 | 1.8419 | 3.6642 | 6.432 | 2.7802 | 1.47 | 1.8098 | 4.9169 | 4.2688 | -3.4825 | -3.8784
21 | 67000 | -0.28517 | 40.9394 | 0.089112 | -0.16522 | -48.4265 | 6.0975 | 20.4063 | 13.0594 | 1.881 | 3.6403 | 6.4013 | 2.7465 | 1.4529 | 1.8243 | 4.935 | 4.2508 | -3.4439 | -3.9049
21 | 67500 | -0.29417 | 40.9798 | 0.086672 | -0.13886 | -48.4345 | 6.0814 | 20.4219 | 13.0343 | 1.8967 | 3.6411 | 6.3949 | 2.743 | 1.4641 | 1.7832 | 4.9424 | 4.2494 | -3.3997 | -3.9534
21 | 68000 | -0.29777 | 40.9777 | 0.099971 | -0.14013 | -48.4884 | 6.0918 | 20.448 | 13.0218 | 1.9239 | 3.6196 | 6.4328 | 2.7331 | 1.484 | 1.7614 | 4.9569 | 4.2427 | -3.4024 | -3.9669
21 | 68500 | -0.27812 | 41.0093 | 0.05316 | -0.15162 | -48.464 | 6.0684 | 20.4437 | 13.0391 | 1.942 | 3.5676 | 6.4217 | 2.7377 | 1.4993 | 1.7444 | 4.9417 | 4.2746 | -3.3645 | -3.9861
21 | 69000 | -0.27909 | 41.0201 | 0.041935 | -0.14549 | -48.5121 | 6.0879 | 20.4384 | 13.0326 | 1.9514 | 3.54 | 6.4354 | 2.7489 | 1.5052 | 1.7653 | 4.9403 | 4.3137 | -3.3929 | -3.9934
21 | 69500 | -0.28482 | 40.9743 | 0.051218 | -0.14859 | -48.5509 | 6.1159 | 20.4383 | 12.9896 | 1.9915 | 3.5161 | 6.5015 | 2.7111 | 1.4858 | 1.7911 | 4.9294 | 4.3695 | -3.3998 | -3.9829
21 | 70000 | -0.25342 | 40.9708 | 0.055932 | -0.13617 | -48.5632 | 6.0971 | 20.4666 | 12.9276 | 2.0226 | 3.4796 | 6.4887 | 2.7094 | 1.4768 | 1.7802 | 4.9521 | 4.3694 | -3.3979 | -3.9478
21 | 70500 | -0.24739 | 40.9796 | 0.067154 | -0.13734 | -48.5935 | 6.1102 | 20.4479 | 12.9057 | 2.0509 | 3.4823 | 6.4631 | 2.7276 | 1.4769 | 1.8138 | 4.9696 | 4.3587 | -3.4176 | -3.9593
21 | 71000 | -0.24725 | 40.9833 | 0.075116 | -0.13975 | -48.6536 | 6.1146 | 20.4557 | 12.903 | 2.0763 | 3.4822 | 6.5086 | 2.71 | 1.4987 | 1.8198 | 4.9551 | 4.353 | -3.4862 | -3.9105
21 | 71500 | -0.25118 | 40.9986 | 0.062032 | -0.1441 | -48.7063 | 6.1296 | 20.4444 | 12.9312 | 2.1129 | 3.4939 | 6.5424 | 2.7178 | 1.5235 | 1.7824 | 4.99 | 4.3742 | -3.5442 | -3.9589
21 | 72000 | -0.23805 | 41.0098 | 0.040848 | -0.1553 | -48.6966 | 6.1236 | 20.4443 | 12.9296 | 2.1104 | 3.4996 | 6.5443 | 2.6773 | 1.5525 | 1.805 | 5.0075 | 4.3478 | -3.5383 | -3.9662
21 | 72500 | -0.26289 | 40.9805 | 0.023219 | -0.1669 | -48.714 | 6.1237 | 20.4564 | 12.9286 | 2.1082 | 3.5026 | 6.5393 | 2.6781 | 1.5428 | 1.8502 | 5.029 | 4.3732 | -3.5099 | -3.9836
21 | 73000 | -0.26191 | 40.9575 | 0.019302 | -0.16831 | -48.6941 | 6.1415 | 20.4539 | 12.9043 | 2.0978 | 3.55 | 6.5426 | 2.6352 | 1.5183 | 1.8559 | 5.021 | 4.3434 | -3.4824 | -3.9357
21 | 73500 | -0.24337 | 40.994 | 0.028333 | -0.16012 | -48.6831 | 6.1487 | 20.4496 | 12.8773 | 2.1069 | 3.5319 | 6.5569 | 2.6177 | 1.4984 | 1.8339 | 4.9971 | 4.3492 | -3.4692 | -3.9358
21 | 74000 | -0.24781 | 40.9794 | 0.042059 | -0.11594 | -48.6848 | 6.1245 | 20.4576 | 12.8985 | 2.0833 | 3.5119 | 6.5631 | 2.6087 | 1.4995 | 1.8212 | 4.9697 | 4.3701 | -3.471 | -3.9118
21 | 74500 | -0.25376 | 40.9922 | 0.048561 | -0.1411 | -48.7379 | 6.1391 | 20.4501 | 12.8929 | 2.0769 | 3.5392 | 6.5278 | 2.6195 | 1.4819 | 1.8194 | 4.994 | 4.3712 | -3.4364 | -3.8854
21 | 75000 | -0.22318 | 40.9692 | 0.052317 | -0.13964 | -48.6958 | 6.1233 | 20.4078 | 12.9006 | 2.0488 | 3.5649 | 6.5219 | 2.6097 | 1.5002 | 1.8347 | 4.9829 | 4.4006 | -3.4864 | -3.8735
21 | 75500 | -0.24284 | 40.9597 | 0.048351 | -0.15603 | -48.7567 | 6.1605 | 20.4031 | 12.9054 | 2.0687 | 3.5776 | 6.4977 | 2.6392 | 1.4802 | 1.8252 | 5.012 | 4.4257 | -3.4932 | -3.8565
21 | 76000 | -0.2191 | 40.9121 | 0.056657 | -0.17844 | -48.7431 | 6.1488 | 20.4026 | 12.8969 | 2.0434 | 3.5609 | 6.5456 | 2.646 | 1.4866 | 1.8446 | 4.9963 | 4.4106 | -3.4684 | -3.8437
21 | 76500 | -0.20965 | 40.9185 | 0.10006 | -0.17043 | -48.785 | 6.1402 | 20.3828 | 12.9248 | 2.0509 | 3.5352 | 6.5365 | 2.6498 | 1.4877 | 1.8365 | 5.0091 | 4.4119 | -3.4675 | -3.8531
21 | 77000 | -0.2255 | 40.9147 | 0.11914 | -0.2088 | -48.7628 | 6.1331 | 20.3758 | 12.9239 | 2.0661 | 3.5436 | 6.5367 | 2.6458 | 1.5187 | 1.8193 | 5.0379 | 4.4014 | -3.4629 | -3.878
21 | 77500 | -0.25618 | 40.936 | 0.14428 | -0.24068 | -48.742 | 6.1017 | 20.3372 | 12.9573 | 2.0634 | 3.5478 | 6.528 | 2.6428 | 1.5191 | 1.821 | 5.051 | 4.4068 | -3.4365 | -3.8828
21 | 78000 | -0.23504 | 40.9323 | 0.15976 | -0.2242 | -48.7308 | 6.0611 | 20.3089 | 12.9289 | 2.0334 | 3.5423 | 6.5315 | 2.6667 | 1.5254 | 1.8236 | 5.0771 | 4.3722 | -3.3714 | -3.9034
21 | 78500 | -0.23837 | 40.9376 | 0.1719 | -0.23151 | -48.7414 | 6.0837 | 20.289 | 12.8935 | 2.0609 | 3.5542 | 6.543 | 2.685 | 1.5392 | 1.8436 | 5.0874 | 4.3915 | -3.4214 | -3.9494
21 | 79000 | -0.22486 | 40.9187 | 0.14212 | -0.22753 | -48.7143 | 6.0482 | 20.3004 | 12.8983 | 2.0681 | 3.5595 | 6.5443 | 2.7254 | 1.5294 | 1.8568 | 5.0905 | 4.3831 | -3.4564 | -3.9436
21 | 79500 | -0.1939 | 40.9357 | 0.15081 | -0.24763 | -48.7354 | 6.0782 | 20.2996 | 12.8727 | 2.0595 | 3.5455 | 6.5437 | 2.7598 | 1.5027 | 1.8623 | 5.0779 | 4.4082 | -3.442 | -3.9795
21 | 80000 | -0.18151 | 40.932 | 0.12282 | -0.24219 | -48.7297 | 6.0804 | 20.294 | 12.8635 | 2.0614 | 3.5444 | 6.5471 | 2.766 | 1.4967 | 1.858 | 5.0496 | 4.395 | -3.4423 | -3.9168
21 | 80500 | -0.1823 | 40.9323 | 0.095329 | -0.23593 | -48.7317 | 6.0875 | 20.2768 | 12.846 | 2.0703 | 3.5558 | 6.5703 | 2.7816 | 1.4858 | 1.8535 | 5.0313 | 4.3843 | -3.4516 | -3.8709
21 | 81000 | -0.19365 | 40.9432 | 0.083893 | -0.24984 | -48.7061 | 6.111 | 20.2792 | 12.8724 | 2.0566 | 3.5424 | 6.5684 | 2.7614 | 1.4725 | 1.8566 | 5.0556 | 4.3631 | -3.4347 | -3.8837
21 | 81500 | -0.15028 | 40.9387 | 0.072939 | -0.29083 | -48.7106 | 6.1166 | 20.2873 | 12.8676 | 2.0385 | 3.5237 | 6.5577 | 2.7658 | 1.4742 | 1.8834 | 5.052 | 4.3549 | -3.3891 | -3.8942
21 | 82000 | -0.13846 | 40.9623 | 0.073677 | -0.2906 | -48.6748 | 6.0896 | 20.2726 | 12.8865 | 2.0343 | 3.5192 | 6.5784 | 2.7707 | 1.4721 | 1.8937 | 5.0237 | 4.3509 | -3.4014 | -3.924
21 | 82500 | -0.12985 | 40.9826 | 0.051655 | -0.28791 | -48.724 | 6.1091 | 20.2587 | 12.8926 | 2.0373 | 3.5509 | 6.6127 | 2.8086 | 1.4472 | 1.8636 | 5.0305 | 4.3371 | -3.415 | -3.9275
21 | 83000 | -0.1291 | 40.9724 | 0.045182 | -0.29411 | -48.7291 | 6.1312 | 20.2574 | 12.8698 | 2.03 | 3.5792 | 6.6116 | 2.8165 | 1.4255 | 1.8898 | 5.0444 | 4.336 | -3.4399 | -3.9186
21 | 83500 | -0.10767 | 40.9632 | 0.050357 | -0.27603 | -48.7399 | 6.0806 | 20.2781 | 12.9008 | 2.0188 | 3.571 | 6.6363 | 2.8281 | 1.4344 | 1.8965 | 5.0269 | 4.313 | -3.4402 | -3.936
21 | 84000 | -0.13286 | 40.9719 | 0.076999 | -0.29503 | -48.7633 | 6.0875 | 20.2886 | 12.9139 | 1.9927 | 3.5956 | 6.6221 | 2.8408 | 1.435 | 1.9118 | 5.0319 | 4.3179 | -3.4613 | -3.9359
21 | 84500 | -0.11911 | 41.007 | 0.058833 | -0.30028 | -48.7359 | 6.1065 | 20.2762 | 12.9062 | 2.0215 | 3.6062 | 6.6088 | 2.8336 | 1.4272 | 1.8525 | 5.0105 | 4.3146 | -3.4418 | -3.9344
21 | 85000 | -0.14225 | 40.9942 | 0.080582 | -0.28515 | -48.7432 | 6.1019 | 20.25 | 12.8911 | 2.0204 | 3.6232 | 6.5969 | 2.8411 | 1.4077 | 1.8563 | 5.0045 | 4.3461 | -3.456 | -3.8891
21 | 85500 | -0.13735 | 41.0113 | 0.091685 | -0.29029 | -48.7745 | 6.0625 | 20.2851 | 12.8807 | 2.0524 | 3.6186 | 6.6068 | 2.8278 | 1.4371 | 1.8351 | 5.0336 | 4.3237 | -3.4682 | -3.8978
21 | 86000 | -0.12473 | 41.0351 | 0.07508 | -0.31235 | -48.8112 | 6.0598 | 20.2848 | 12.8969 | 2.0616 | 3.6311 | 6.5723 | 2.8128 | 1.4349 | 1.8489 | 5.0596 | 4.3056 | -3.471 | -3.861
21 | 86500 | -0.14859 | 41.0293 | 0.072834 | -0.29223 | -48.8036 | 6.0424 | 20.2805 | 12.9013 | 2.0265 | 3.6626 | 6.5764 | 2.8016 | 1.4446 | 1.8763 | 5.0646 | 4.3089 | -3.4741 | -3.871
21 | 87000 | -0.15349 | 41.019 | 0.087096 | -0.30652 | -48.7896 | 6.0353 | 20.2554 | 12.883 | 2.0356 | 3.6864 | 6.55 | 2.8322 | 1.4803 | 1.8728 | 5.0579 | 4.3309 | -3.4835 | -3.8946
21 | 87500 | -0.14214 | 41.0489 | 0.083701 | -0.28627 | -48.7917 | 6.0582 | 20.2672 | 12.8817 | 1.9932 | 3.6781 | 6.5488 | 2.8188 | 1.4745 | 1.8816 | 5.0543 | 4.2823 | -3.4483 | -3.9048
21 | 88000 | -0.14037 | 41.0362 | 0.085344 | -0.27471 | -48.7975 | 6.0911 | 20.2577 | 12.9012 | 1.9595 | 3.6731 | 6.5318 | 2.8219 | 1.5168 | 1.869 | 5.0624 | 4.2913 | -3.4627 | -3.9237
21 | 88500 | -0.14101 | 41.0588 | 0.063652 | -0.28605 | -48.8157 | 6.0785 | 20.2447 | 12.908 | 1.9764 | 3.6694 | 6.5365 | 2.8125 | 1.5317 | 1.8866 | 5.0745 | 4.3109 | -3.4849 | -3.9262
21 | 89000 | -0.1135 | 41.0627 | 0.057617 | -0.29693 | -48.8701 | 6.0739 | 20.2662 | 12.8948 | 1.9707 | 3.6909 | 6.5364 | 2.815 | 1.5464 | 1.8565 | 5.1012 | 4.3225 | -3.4495 | -3.9665
21 | 89500 | -0.1156 | 41.0854 | 0.04572 | -0.30939 | -48.8721 | 6.0671 | 20.2669 | 12.8881 | 1.9939 | 3.6575 | 6.5665 | 2.8115 | 1.5791 | 1.8565 | 5.0832 | 4.318 | -3.4954 | -3.9288
21 | 90000 | -0.13571 | 41.0772 | 0.037594 | -0.31485 | -48.9031 | 6.0588 | 20.303 | 12.8785 | 1.9717 | 3.6737 | 6.5833 | 2.8444 | 1.5706 | 1.8531 | 5.0632 | 4.3407 | -3.4577 | -3.9463
21 | 90500 | -0.15708 | 41.0628 | 0.050357 | -0.2986 | -48.9097 | 6.0544 | 20.2845 | 12.8857 | 1.9769 | 3.6927 | 6.5722 | 2.8707 | 1.5777 | 1.8504 | 5.0788 | 4.3379 | -3.4777 | -3.9537
21 | 91000 | -0.16022 | 41.0305 | 0.044257 | -0.31742 | -48.9401 | 6.06 | 20.2556 | 12.91 | 2.0102 | 3.6974 | 6.5821 | 2.8714 | 1.5762 | 1.8471 | 5.0788 | 4.3678 | -3.4616 | -3.9537
21 | 91500 | -0.1643 | 41.0421 | 0.057878 | -0.363 | -48.9075 | 6.0331 | 20.2496 | 12.879 | 2.0365 | 3.6778 | 6.5972 | 2.8815 | 1.5715 | 1.8517 | 5.0748 | 4.3696 | -3.466 | -3.9233
21 | 92000 | -0.16639 | 41.006 | 0.042601 | -0.3755 | -48.9041 | 6.0417 | 20.2496 | 12.8996 | 2.0627 | 3.6729 | 6.5791 | 2.8805 | 1.5673 | 1.8456 | 5.0824 | 4.3655 | -3.4409 | -3.9104
21 | 92500 | -0.13105 | 41.0263 | 0.030324 | -0.37222 | -48.9188 | 5.999 | 20.2642 | 12.9081 | 2.0506 | 3.6782 | 6.5871 | 2.8667 | 1.5633 | 1.8393 | 5.0829 | 4.3538 | -3.4391 | -3.8901
21 | 93000 | -0.11343 | 41.0169 | 0.0019889 | -0.36684 | -48.9371 | 5.9992 | 20.2608 | 12.9193 | 2.0243 | 3.665 | 6.5829 | 2.8712 | 1.5746 | 1.8865 | 5.0619 | 4.3875 | -3.4615 | -3.8748
21 | 93500 | -0.062785 | 40.982 | 0.019992 | -0.37174 | -48.8977 | 5.9591 | 20.2357 | 12.9136 | 2.0095 | 3.6726 | 6.5833 | 2.8649 | 1.572 | 1.8751 | 5.0803 | 4.3966 | -3.4647 | -3.8696
21 | 94000 | -0.073253 | 40.9786 | 0.031556 | -0.37255 | -48.8757 | 5.9883 | 20.1966 | 12.8956 | 2.0102 | 3.6551 | 6.5578 | 2.8822 | 1.566 | 1.8852 | 5.0797 | 4.4281 | -3.4787 | -3.8566
21 | 94500 | -0.078938 | 40.9906 | 0.022903 | -0.37563 | -48.8558 | 6.0133 | 20.1676 | 12.8912 | 1.9994 | 3.6455 | 6.5545 | 2.8912 | 1.561 | 1.9221 | 5.0874 | 4.4625 | -3.5142 | -3.8862
21 | 95000 | -0.067633 | 40.9695 | 0.052786 | -0.37977 | -48.8552 | 5.9924 | 20.1671 | 12.8746 | 2.0144 | 3.6494 | 6.5409 | 2.8898 | 1.5566 | 1.9216 | 5.0988 | 4.4584 | -3.5183 | -3.867
21 | 95500 | -0.070567 | 40.988 | 0.04691 | -0.36389 | -48.8491 | 5.9923 | 20.1626 | 12.8418 | 2.013 | 3.6466 | 6.5331 | 2.9414 | 1.5437 | 1.9132 | 5.1071 | 4.4672 | -3.5463 | -3.8689
21 | 96000 | -0.077449 | 41.0035 | 0.047731 | -0.35083 | -48.8902 | 5.9879 | 20.184 | 12.8967 | 1.9898 | 3.6385 | 6.5218 | 2.9424 | 1.5252 | 1.921 | 5.1013 | 4.4612 | -3.5488 | -3.8554
21 | 96500 | -0.091935 | 40.99 | 0.045732 | -0.36991 | -48.895 | 5.9904 | 20.1602 | 12.9182 | 1.987 | 3.6392 | 6.5331 | 2.9413 | 1.5282 | 1.9354 | 5.1127 | 4.457 | -3.5422 | -3.8411
21 | 97000 | -0.11 | 40.9967 | 0.048588 | -0.34933 | -48.8867 | 6.0122 | 20.1574 | 12.9049 | 2.0248 | 3.6421 | 6.5132 | 2.9351 | 1.5351 | 1.9254 | 5.114 | 4.459 | -3.535 | -3.8891
21 | 97500 | -0.11439 | 40.9868 | 0.037491 | -0.35305 | -48.8498 | 6.0138 | 20.14 | 12.8856 | 2.0346 | 3.6653 | 6.497 | 2.9427 | 1.5332 | 1.9157 | 5.1002 | 4.4725 | -3.5584 | -3.8508
21 | 98000 | -0.10154 | 40.9602 | 0.033888 | -0.35344 | -48.852 | 6.0381 | 20.1526 | 12.9085 | 2.0223 | 3.6503 | 6.5063 | 2.9124 | 1.5304 | 1.9087 | 5.094 | 4.4662 | -3.5399 | -3.839
21 | 98500 | -0.11379 | 40.9381 | 0.0029975 | -0.32745 | -48.8579 | 6.0725 | 20.1648 | 12.9031 | 2.011 | 3.6215 | 6.512 | 2.9442 | 1.5339 | 1.9179 | 5.0768 | 4.481 | -3.5447 | -3.8378
21 | 99000 | -0.11071 | 40.952 | 0.027098 | -0.34332 | -48.8746 | 6.074 | 20.1968 | 12.8678 | 2.0083 | 3.6435 | 6.484 | 2.9403 | 1.5459 | 1.8943 | 5.0722 | 4.4774 | -3.5742 | -3.7824
21 | 99500 | -0.10779 | 40.9469 | 0.040688 | -0.33855 | -48.8581 | 6.0494 | 20.1994 | 12.904 | 1.9782 | 3.6328 | 6.483 | 2.9295 | 1.5449 | 1.8988 | 5.0619 | 4.4886 | -3.5673 | -3.7881
21 | 100000 | -0.13117 | 40.9192 | 0.045998 | -0.32976 | -48.8297 | 6.063 | 20.1986 | 12.8878 | 1.9951 | 3.6279 | 6.4567 | 2.9474 | 1.5511 | 1.9018 | 5.0738 | 4.4931 | -3.5927 | -3.7798
22 | 100 | -5.3109 | 44.5614 | -9.4767 | 3.2548 | -63.1504 | -2.9388 | 41.9069 | 9.9606 | -1.3799 | -1.8823 | -1.18 | 7.995 | -9.1916 | 7.7718 | 8.1317 | 11.1833 | 14.185 | 3.3072
22 | 500 | -2.8173 | 43.2829 | -0.26797 | -4.2366 | -53.3886 | 10.6325 | 26.1477 | 17.78 | 1.8019 | -1.3402 | 4.2413 | 3.244 | -2.4763 | 3.7709 | 5.6862 | 5.0998 | 0.48799 | 0.09908
22 | 1000 | -0.37004 | 43.9399 | 1.8607 | -2.5921 | -50.0195 | 5.6914 | 22.0035 | 16.9004 | 1.4799 | -3.4438 | 5.3929 | 1.9428 | 0.76814 | 1.6847 | 7.0533 | 5.7373 | 0.17608 | -0.45821
22 | 1500 | -0.88928 | 43.7007 | 2.0454 | -1.7038 | -50.9509 | 5.6336 | 23.3952 | 14.5737 | 2.5214 | 0.020962 | 5.4148 | 1.0373 | 1.0325 | 0.84206 | 6.5928 | 5.202 | 0.57232 | -1.2935
22 | 2000 | -2.5451 | 43.8363 | 1.1049 | -0.79195 | -52.4026 | 4.1269 | 22.8092 | 15.8207 | 2.4041 | 1.7045 | 5.4871 | 1.6638 | 1.769 | 1.9072 | 7.1511 | 3.6888 | 0.82011 | -0.80684
22 | 2500 | -2.0579 | 43.8129 | 0.61155 | -0.67179 | -52.804 | 5.0324 | 23.2555 | 14.6195 | 2.7295 | 1.9768 | 4.8202 | 2.1418 | 1.1357 | 1.778 | 7.1445 | 3.2328 | 0.43941 | 0.55032
22 | 3000 | -1.7477 | 44.3434 | 0.72243 | -0.57374 | -52.4748 | 4.5315 | 23.4829 | 13.773 | 2.6043 | 2.252 | 4.5022 | 2.0347 | 0.92655 | 1.6783 | 7.1902 | 3.1645 | 1.9356 | -0.59801
22 | 3500 | -1.4551 | 43.7321 | 1.1876 | -0.15991 | -51.5343 | 4.4974 | 23.3118 | 13.6264 | 1.5977 | 2.478 | 5.3663 | 1.992 | 0.92675 | 1.6965 | 6.5454 | 1.9538 | 2.1431 | -0.15819
22 | 4000 | -1.0528 | 43.7655 | 0.50611 | -0.056434 | -52.0149 | 4.8537 | 22.4646 | 13.8427 | 1.3267 | 2.79 | 5.5136 | 2.0347 | 1.4954 | 2.096 | 5.8366 | 2.3925 | 2.3066 | -0.35322
22 | 4500 | -0.9569 | 43.8272 | -0.14567 | -0.043429 | -51.6982 | 4.3384 | 22.1819 | 13.9433 | 1.2704 | 2.6821 | 5.5658 | 2.2208 | 1.6102 | 2.015 | 5.9199 | 2.807 | 1.534 | 0.67537
22 | 5000 | -1.0042 | 43.9177 | -0.34419 | -0.17538 | -51.6511 | 4.3519 | 22.2978 | 13.3349 | 1.1779 | 2.9228 | 5.2819 | 2.8414 | 1.636 | 2.1186 | 5.8579 | 3.1648 | 1.2619 | 0.75671
22 | 5500 | -1.466 | 43.9599 | -0.25114 | -0.62361 | -51.7083 | 5.2201 | 21.405 | 13.3596 | 1.1922 | 3.0494 | 5.7661 | 3.0716 | 1.3255 | 2.6369 | 5.4653 | 3.5181 | 0.87745 | 0.94939
22 | 6000 | -1.3797 | 43.5994 | -0.28545 | -0.53988 | -51.2743 | 5.1291 | 21.601 | 13.2469 | 1.6984 | 3.157 | 6.0988 | 2.7076 | 1.1317 | 2.6369 | 5.6175 | 3.0481 | 0.50661 | 1.0477
22 | 6500 | -0.84967 | 43.9966 | -0.42788 | -0.97006 | -51.1744 | 5.4868 | 21.9761 | 13.1548 | 1.619 | 2.8509 | 6.0241 | 2.5382 | 1.1379 | 2.6601 | 5.7344 | 2.9343 | 0.3346 | 0.72155
22 | 7000 | -0.77699 | 43.6928 | -0.086331 | -1.1122 | -50.2795 | 5.3497 | 21.693 | 13.0812 | 1.6075 | 3.1551 | 5.9703 | 2.9995 | 0.74296 | 2.4671 | 5.5475 | 2.9599 | 0.097215 | 0.63843
22 | 7500 | -0.79759 | 43.9765 | -0.018084 | -0.63666 | -50.565 | 5.7982 | 21.7899 | 12.9565 | 1.6268 | 2.8884 | 5.7566 | 3.2852 | 0.53045 | 2.4696 | 4.7842 | 3.3368 | 0.14888 | 0.41644
22 | 8000 | -0.97639 | 44.071 | 0.12368 | -0.73332 | -50.39 | 6.0412 | 21.6875 | 12.4588 | 1.7082 | 2.9664 | 5.648 | 3.3683 | 0.27498 | 2.3906 | 4.6013 | 3.4244 | 0.46926 | 0.61342
22 | 8500 | -0.78625 | 43.7454 | 0.13426 | -0.73067 | -50.3237 | 6.3074 | 21.693 | 12.57 | 1.8439 | 3.0745 | 5.4013 | 3.2077 | 0.41357 | 2.3281 | 4.7125 | 3.3085 | 0.39509 | 0.45269
22 | 9000 | -0.79143 | 43.5332 | 0.076906 | -0.73048 | -49.9985 | 6.2108 | 21.8329 | 12.275 | 1.8791 | 3.2416 | 5.459 | 3.1557 | 0.28262 | 2.3574 | 4.7748 | 3.2017 | 0.54975 | 0.43715
22 | 9500 | -0.89267 | 43.465 | -0.0539 | -0.69236 | -49.032 | 6.14 | 21.4878 | 12.1886 | 1.6679 | 3.1425 | 5.1934 | 2.9766 | 0.37761 | 2.4222 | 4.8221 | 3.0891 | 0.57842 | 0.86692
22 | 10000 | -0.81451 | 43.2425 | 0.090636 | -0.73982 | -49.1787 | 6.1346 | 21.3653 | 12.2392 | 1.702 | 3.3249 | 5.2255 | 2.6387 | 0.32016 | 2.3511 | 5.0604 | 3.0977 | 1.0548 | 0.63285
22 | 10500 | -0.87767 | 43.2397 | 0.017942 | -0.47839 | -49.6069 | 5.8845 | 21.4077 | 12.4437 | 1.5458 | 3.4316 | 5.1502 | 2.717 | 0.65681 | 2.2433 | 5.0297 | 3.1238 | 1.1787 | 0.63992
22 | 11000 | -0.92501 | 43.0007 | -0.011246 | -0.6276 | -49.5855 | 6.0086 | 21.3762 | 12.6047 | 1.4746 | 3.598 | 5.0957 | 2.3047 | 0.8297 | 2.2726 | 4.9869 | 3.3132 | 1.4423 | 0.58868
22 | 11500 | -0.77997 | 42.8214 | -0.11504 | -0.47328 | -49.1441 | 6.0391 | 21.0928 | 12.8423 | 1.2646 | 3.3973 | 5.0625 | 2.5301 | 0.80514 | 2.2526 | 5.1047 | 3.3472 | 1.2603 | 0.43976
22 | 12000 | -0.90121 | 42.5968 | -0.23436 | -0.53425 | -49.5415 | 6.0321 | 21.2134 | 13.1526 | 1.3419 | 3.1333 | 5.0894 | 2.4927 | 0.82779 | 2.2203 | 5.4398 | 3.3246 | 1.608 | 0.48597
22 | 12500 | -0.86347 | 42.8386 | -0.32532 | -0.77837 | -49.6673 | 5.9717 | 21.3364 | 12.9699 | 1.5338 | 3.2226 | 5.3105 | 2.4421 | 0.75466 | 2.3801 | 5.2733 | 3.4452 | 1.4614 | 0.44147
22 | 13000 | -0.93875 | 42.9 | -0.21095 | -0.78475 | -49.6783 | 5.7529 | 21.5079 | 13.0628 | 1.6248 | 3.2325 | 5.3123 | 2.3928 | 0.79573 | 2.2885 | 5.2721 | 3.4679 | 1.0515 | 0.69832
22 | 13500 | -0.85736 | 42.7887 | -0.19113 | -0.80089 | -49.8458 | 5.7542 | 21.7174 | 13.2679 | 1.7565 | 3.0629 | 5.3414 | 2.6814 | 0.77159 | 2.0055 | 5.1825 | 3.2781 | 1.1759 | 0.65838
22 | 14000 | -0.87691 | 42.7676 | -0.11178 | -0.89705 | -49.7216 | 5.8688 | 21.6112 | 13.5281 | 1.7651 | 3.0651 | 5.3083 | 2.6555 | 0.81403 | 2.0105 | 5.125 | 3.258 | 0.7181 | 0.8593
22 | 14500 | -0.96788 | 42.8189 | -0.14059 | -0.93813 | -49.842 | 6.0545 | 21.6448 | 13.4579 | 1.8276 | 3.2107 | 5.2701 | 2.6431 | 0.80082 | 1.9069 | 5.2018 | 3.334 | 0.58363 | 0.8812
22 | 15000 | -0.81841 | 42.8611 | -0.028494 | -0.95462 | -49.8821 | 6.194 | 21.6098 | 13.3235 | 1.7364 | 3.1641 | 5.2801 | 2.6318 | 0.81157 | 1.8154 | 5.1723 | 3.2231 | 0.77226 | 0.83542
22 | 15500 | -0.7857 | 43.044 | -0.04577 | -1.0126 | -49.7915 | 6.139 | 21.4632 | 13.2537 | 1.8214 | 3.1527 | 5.0972 | 2.5046 | 0.99724 | 1.7934 | 5.1744 | 2.8942 | 0.90099 | 1.1467
22 | 16000 | -0.83063 | 43.1166 | 0.036933 | -0.91481 | -49.8848 | 6.0331 | 21.2504 | 13.4394 | 1.8212 | 3.307 | 4.9917 | 2.5559 | 1.0735 | 1.8011 | 5.1681 | 2.92 | 0.57376 | 1.2889
22 | 16500 | -0.87746 | 43.0974 | 0.16276 | -1.0463 | -49.7096 | 6.0771 | 21.3872 | 13.4262 | 1.8918 | 3.4099 | 4.8645 | 2.5614 | 0.95016 | 1.8151 | 5.1222 | 2.7805 | 0.60414 | 1.2302
22 | 17000 | -0.97202 | 43.1283 | 0.10855 | -1.1437 | -49.6369 | 6.006 | 21.5617 | 13.5139 | 1.9342 | 3.3358 | 4.8995 | 2.3975 | 0.97279 | 1.8242 | 5.1049 | 2.904 | 0.5669 | 1.2415
22 | 17500 | -1.0119 | 43.3901 | 0.16301 | -1.0616 | -49.6598 | 5.8674 | 21.401 | 13.4562 | 1.9692 | 3.3651 | 4.9751 | 2.5035 | 0.86685 | 1.8156 | 5.058 | 2.9047 | 0.49461 | 1.2501
22 | 18000 | -0.94466 | 43.5165 | 0.12379 | -1.1712 | -49.8901 | 5.8578 | 21.4562 | 13.3519 | 1.9892 | 3.321 | 5.0312 | 2.4977 | 0.92941 | 1.9502 | 4.9732 | 2.7791 | 0.66465 | 1.3114
22 | 18500 | -0.87543 | 43.3801 | 0.070856 | -0.96801 | -49.8675 | 5.9133 | 21.3923 | 13.3953 | 1.9779 | 3.254 | 5.0662 | 2.391 | 0.98532 | 2.0328 | 5.0814 | 2.7715 | 0.42827 | 1.318
22 | 19000 | -0.75358 | 43.4197 | 0.1062 | -0.83584 | -49.7606 | 5.872 | 21.4728 | 13.4092 | 1.8755 | 3.2431 | 4.8937 | 2.3849 | 1.0774 | 2.0351 | 4.9553 | 2.8756 | 0.38542 | 1.0913
22 | 19500 | -0.76422 | 43.4514 | 0.011355 | -0.82017 | -49.5903 | 5.8818 | 21.4462 | 13.2101 | 1.9615 | 3.1748 | 4.8912 | 2.3757 | 1.1095 | 2.1335 | 5.0142 | 2.8629 | 0.38119 | 1.0164
22 | 20000 | -0.78885 | 43.5224 | -0.030281 | -0.73978 | -49.653 | 5.8471 | 21.6495 | 13.1744 | 2.0349 | 3.3445 | 4.8927 | 2.3112 | 1.1332 | 2.0888 | 5.2157 | 2.8281 | 0.11484 | 0.80197
22 | 20500 | -0.69065 | 43.5373 | 0.085584 | -0.72976 | -49.6839 | 5.855 | 21.5863 | 13.1849 | 1.9249 | 3.1706 | 4.9178 | 2.3131 | 0.97798 | 2.1601 | 5.1645 | 2.8987 | 0.23004 | 0.84473
22 | 21000 | -0.63599 | 43.4788 | 0.11914 | -0.66228 | -49.7398 | 5.6857 | 21.5411 | 13.2477 | 1.9686 | 3.1818 | 4.8529 | 2.324 | 1.0802 | 2.1332 | 5.1146 | 2.8936 | 0.40663 | 0.75739
22 | 21500 | -0.68192 | 43.3498 | 0.055463 | -0.53909 | -49.5245 | 5.7164 | 21.3695 | 13.2927 | 1.9265 | 3.1835 | 4.8523 | 2.2676 | 0.97116 | 2.1911 | 5.1695 | 2.9079 | 0.40074 | 0.83859
22 | 22000 | -0.68175 | 43.2764 | 0.12446 | -0.57126 | -49.6841 | 5.6758 | 21.3542 | 13.3396 | 2.0775 | 3.1812 | 4.7943 | 2.2666 | 1.0348 | 2.129 | 5.182 | 3.0516 | 0.50549 | 0.69148
22 | 22500 | -0.75401 | 43.2247 | -0.020429 | -0.618 | -49.4099 | 5.6059 | 21.4042 | 13.3384 | 2.0578 | 3.3581 | 4.7726 | 2.3006 | 1.1035 | 2.0906 | 5.0627 | 3.0559 | 0.50231 | 0.67209
22 | 23000 | -0.89066 | 43.2263 | 0.20244 | -0.62133 | -49.3323 | 5.6234 | 21.4167 | 13.2808 | 2.1921 | 3.1884 | 4.8522 | 2.3794 | 1.1076 | 2.0792 | 4.863 | 3.1014 | 0.3608 | 0.71806
22 | 23500 | -0.86718 | 43.1688 | 0.11396 | -0.58405 | -49.1968 | 5.6295 | 21.3169 | 13.3221 | 2.1912 | 3.2416 | 4.8747 | 2.3173 | 1.2218 | 2.0403 | 4.8952 | 3.0269 | 0.46349 | 0.57153
22 | 24000 | -0.89932 | 43.226 | 0.14006 | -0.58753 | -49.2545 | 5.6062 | 21.3859 | 13.3237 | 2.1859 | 3.217 | 4.9331 | 2.3321 | 1.2726 | 2.0137 | 4.8853 | 2.9497 | 0.50267 | 0.51481
22 | 24500 | -0.91785 | 43.3498 | 0.16813 | -0.58137 | -49.2001 | 5.6538 | 21.3419 | 13.3693 | 2.1397 | 3.2674 | 4.9371 | 2.2068 | 1.1662 | 1.9423 | 4.8592 | 2.9469 | 0.65153 | 0.44642
22 | 25000 | -0.94658 | 43.4096 | 0.16469 | -0.57402 | -49.3365 | 5.61 | 21.4907 | 13.3076 | 2.1719 | 3.318 | 4.9652 | 2.2941 | 1.1612 | 1.9424 | 4.8804 | 2.989 | 0.5562 | 0.34342
22 | 25500 | -0.89184 | 43.4227 | 0.18574 | -0.52526 | -49.2822 | 5.5351 | 21.4723 | 13.3212 | 2.2158 | 3.3357 | 4.9442 | 2.2775 | 1.223 | 1.9397 | 4.7726 | 2.9172 | 0.58207 | 0.3019
22 | 26000 | -0.83231 | 43.4817 | 0.15425 | -0.53647 | -49.2816 | 5.5182 | 21.3177 | 13.3108 | 2.371 | 3.3386 | 4.954 | 2.2728 | 1.2615 | 1.8459 | 4.7171 | 2.9907 | 0.51444 | 0.34902
22 | 26500 | -0.84099 | 43.3933 | 0.11597 | -0.59829 | -49.327 | 5.5459 | 21.3219 | 13.3255 | 2.3193 | 3.4145 | 4.9495 | 2.2755 | 1.3386 | 1.8044 | 4.7209 | 3.0254 | 0.47661 | 0.48634
22 | 27000 | -0.79689 | 43.4091 | 0.10318 | -0.60627 | -49.2103 | 5.5397 | 21.316 | 13.2785 | 2.325 | 3.4031 | 5.0415 | 2.2533 | 1.3361 | 1.7918 | 4.694 | 3.1113 | 0.42996 | 0.32811
22 | 27500 | -0.66746 | 43.3591 | 0.042337 | -0.61741 | -49.2581 | 5.509 | 21.3815 | 13.2591 | 2.311 | 3.4074 | 5.0234 | 2.2264 | 1.3956 | 1.7983 | 4.6415 | 3.1491 | 0.40215 | 0.3844
22 | 28000 | -0.67106 | 43.3704 | 0.14607 | -0.56646 | -49.1747 | 5.5377 | 21.3546 | 13.1567 | 2.4092 | 3.4005 | 4.9422 | 2.182 | 1.4098 | 1.7854 | 4.6523 | 3.0587 | 0.41844 | 0.33538
22 | 28500 | -0.68691 | 43.3671 | 0.15206 | -0.57637 | -49.053 | 5.5756 | 21.3213 | 13.1805 | 2.3892 | 3.4597 | 4.9334 | 2.13 | 1.3665 | 1.8664 | 4.5957 | 3.0576 | 0.22996 | 0.43849
22 | 29000 | -0.62181 | 43.4251 | 0.11107 | -0.54223 | -49.132 | 5.585 | 21.16 | 13.2868 | 2.4155 | 3.4578 | 4.9547 | 2.1175 | 1.3571 | 1.8504 | 4.6361 | 3.1191 | 0.21532 | 0.35167
22 | 29500 | -0.6011 | 43.4597 | 0.16707 | -0.50534 | -49.05 | 5.6086 | 21.136 | 13.2885 | 2.367 | 3.3747 | 4.8593 | 2.084 | 1.3698 | 1.7768 | 4.592 | 3.1403 | 0.26436 | 0.41541
22 | 30000 | -0.58234 | 43.4302 | 0.16463 | -0.46965 | -49.1122 | 5.6685 | 21.1212 | 13.2925 | 2.2767 | 3.3733 | 4.8786 | 2.0868 | 1.3099 | 1.7549 | 4.6308 | 3.1853 | 0.20489 | 0.53329
22 | 30500 | -0.5572 | 43.4632 | 0.20056 | -0.39932 | -48.9944 | 5.7194 | 21.1375 | 13.2874 | 2.2405 | 3.314 | 4.8838 | 2.0556 | 1.2796 | 1.7884 | 4.5618 | 3.127 | 0.19835 | 0.44106
22 | 31000 | -0.58202 | 43.4976 | 0.23161 | -0.37603 | -49.0504 | 5.7464 | 21.1661 | 13.2093 | 2.1293 | 3.3478 | 4.8674 | 2.1419 | 1.2276 | 1.858 | 4.5778 | 3.1125 | 0.19853 | 0.44382
22 | 31500 | -0.49226 | 43.5335 | 0.2492 | -0.42736 | -48.9961 | 5.7709 | 21.1375 | 13.1939 | 2.1556 | 3.2829 | 4.8851 | 2.2196 | 1.2566 | 1.768 | 4.5623 | 3.0295 | 0.20569 | 0.41268
22 | 32000 | -0.49655 | 43.4701 | 0.28126 | -0.44826 | -48.9812 | 5.7394 | 21.1436 | 13.2565 | 2.0358 | 3.2907 | 4.9602 | 2.2417 | 1.2492 | 1.7985 | 4.555 | 3.0003 | 0.23123 | 0.41981
22 | 32500 | -0.44962 | 43.4303 | 0.28374 | -0.48275 | -48.9885 | 5.7167 | 21.1228 | 13.2162 | 2.0962 | 3.3057 | 4.9275 | 2.3297 | 1.3125 | 1.83 | 4.4324 | 2.9595 | 0.25859 | 0.44642
22 | 33000 | -0.4311 | 43.381 | 0.22798 | -0.49489 | -49.0111 | 5.7503 | 21.0329 | 13.3011 | 2.0515 | 3.3241 | 4.9747 | 2.2788 | 1.3839 | 1.8411 | 4.3348 | 2.9151 | 0.34518 | 0.54209
22 | 33500 | -0.47298 | 43.3025 | 0.20624 | -0.53998 | -48.965 | 5.7389 | 21.0666 | 13.1932 | 2.1218 | 3.3731 | 5.029 | 2.3335 | 1.4683 | 1.7975 | 4.3908 | 2.9065 | 0.31668 | 0.48066
22 | 34000 | -0.44303 | 43.2871 | 0.19153 | -0.48075 | -48.9813 | 5.7066 | 21.0525 | 13.167 | 2.0893 | 3.3365 | 5.0766 | 2.3449 | 1.4522 | 1.7137 | 4.4634 | 2.8916 | 0.32816 | 0.55122
22 | 34500 | -0.4806 | 43.3143 | 0.18387 | -0.4971 | -48.9345 | 5.7152 | 20.9772 | 13.202 | 2.0563 | 3.3921 | 5.0448 | 2.3973 | 1.512 | 1.7187 | 4.3749 | 2.9359 | 0.27692 | 0.558
22 | 35000 | -0.50089 | 43.3226 | 0.26554 | -0.46599 | -48.9094 | 5.7858 | 20.9101 | 13.1733 | 2.0445 | 3.4338 | 5.0341 | 2.328 | 1.5348 | 1.6682 | 4.4158 | 2.8775 | 0.25368 | 0.57581
22 | 35500 | -0.43569 | 43.3256 | 0.27274 | -0.52522 | -49.0007 | 5.7871 | 20.9318 | 13.1421 | 2.0324 | 3.4511 | 5.0908 | 2.2928 | 1.5776 | 1.67 | 4.4138 | 2.8501 | 0.28034 | 0.59047
22 | 36000 | -0.41819 | 43.3284 | 0.28506 | -0.53935 | -49.0414 | 5.8172 | 20.9702 | 13.2191 | 2.001 | 3.4137 | 5.0857 | 2.2103 | 1.5825 | 1.5946 | 4.4217 | 2.8566 | 0.40342 | 0.55663
22 | 36500 | -0.41388 | 43.3135 | 0.30688 | -0.48588 | -48.9939 | 5.7958 | 21.0217 | 13.1499 | 2.0113 | 3.4147 | 5.1009 | 2.1456 | 1.5425 | 1.5718 | 4.4248 | 2.933 | 0.38258 | 0.52586
22 | 37000 | -0.3628 | 43.2688 | 0.29559 | -0.54396 | -49.0094 | 5.7866 | 21.0192 | 13.1709 | 1.9942 | 3.4432 | 5.1426 | 2.1751 | 1.596 | 1.5846 | 4.3607 | 2.9479 | 0.36758 | 0.51036
22 | 37500 | -0.40924 | 43.2848 | 0.23562 | -0.52392 | -49.0226 | 5.8425 | 20.987 | 13.1672 | 1.9566 | 3.5044 | 5.1179 | 2.132 | 1.6232 | 1.6065 | 4.3714 | 2.9629 | 0.37757 | 0.53337
22 | 38000 | -0.52699 | 43.3291 | 0.19603 | -0.55295 | -48.9858 | 5.8271 | 20.9058 | 13.26 | 1.8851 | 3.4992 | 5.1341 | 2.1634 | 1.5753 | 1.581 | 4.4037 | 2.9647 | 0.43966 | 0.64862
22 | 38500 | -0.53325 | 43.3342 | 0.22771 | -0.53898 | -49.0518 | 5.8937 | 20.9525 | 13.2689 | 1.916 | 3.4448 | 5.129 | 2.1348 | 1.5412 | 1.5672 | 4.4187 | 2.9765 | 0.49195 | 0.57414
22 | 39000 | -0.53662 | 43.3314 | 0.24149 | -0.543 | -48.994 | 5.8545 | 20.948 | 13.2994 | 1.8816 | 3.4032 | 5.1587 | 2.1388 | 1.5201 | 1.5821 | 4.4416 | 2.9623 | 0.4547 | 0.60289
22 | 39500 | -0.52395 | 43.4414 | 0.24306 | -0.49274 | -48.972 | 5.8859 | 20.9566 | 13.2766 | 1.8678 | 3.2991 | 5.156 | 2.1998 | 1.464 | 1.6715 | 4.4472 | 2.9037 | 0.40643 | 0.51696
22 | 40000 | -0.47044 | 43.5127 | 0.26631 | -0.5697 | -48.9923 | 5.914 | 20.957 | 13.267 | 1.8572 | 3.2847 | 5.1568 | 2.16 | 1.4401 | 1.6866 | 4.4742 | 2.8847 | 0.4166 | 0.50183
22 | 40500 | -0.44809 | 43.5282 | 0.26563 | -0.65051 | -49.0093 | 5.8729 | 20.9487 | 13.2562 | 1.9161 | 3.2654 | 5.1215 | 2.1877 | 1.3764 | 1.7007 | 4.5137 | 2.8659 | 0.51642 | 0.51956
22 | 41000 | -0.41924 | 43.5306 | 0.25691 | -0.63943 | -48.9947 | 5.8946 | 20.9249 | 13.2257 | 1.9529 | 3.2829 | 5.1943 | 2.1558 | 1.3771 | 1.7056 | 4.5335 | 2.8511 | 0.49224 | 0.42242
22 | 41500 | -0.44225 | 43.458 | 0.24441 | -0.59197 | -48.9142 | 5.8201 | 20.9488 | 13.249 | 1.9545 | 3.2857 | 5.2256 | 2.1446 | 1.3651 | 1.6445 | 4.5448 | 2.8738 | 0.44915 | 0.48754
22 | 42000 | -0.41976 | 43.4336 | 0.22254 | -0.56738 | -48.9403 | 5.8577 | 21.0446 | 13.2261 | 1.8975 | 3.276 | 5.239 | 2.1586 | 1.3568 | 1.6328 | 4.5338 | 2.879 | 0.42137 | 0.49547
22 | 42500 | -0.44881 | 43.4639 | 0.15375 | -0.52679 | -48.9065 | 5.8402 | 20.9793 | 13.2755 | 1.878 | 3.2926 | 5.2004 | 2.1408 | 1.3799 | 1.6727 | 4.4929 | 2.8975 | 0.441 | 0.52096
22 | 43000 | -0.4435 | 43.5204 | 0.17002 | -0.51467 | -48.9219 | 5.8743 | 20.9568 | 13.2994 | 1.8563 | 3.2988 | 5.1657 | 2.2029 | 1.3271 | 1.6798 | 4.4636 | 2.8778 | 0.42669 | 0.5078
22 | 43500 | -0.4714 | 43.5136 | 0.1539 | -0.48715 | -48.9048 | 5.8914 | 20.9734 | 13.3007 | 1.8427 | 3.2727 | 5.127 | 2.1445 | 1.3922 | 1.6837 | 4.4707 | 2.9059 | 0.41 | 0.52802
22 | 44000 | -0.49701 | 43.4912 | 0.17262 | -0.48102 | -48.9086 | 5.9267 | 20.97 | 13.355 | 1.8351 | 3.254 | 5.1465 | 2.1005 | 1.3792 | 1.6531 | 4.4574 | 2.9328 | 0.50629 | 0.45356
22 | 44500 | -0.43351 | 43.4418 | 0.19125 | -0.48725 | -48.8336 | 5.9198 | 20.9078 | 13.3516 | 1.8171 | 3.2405 | 5.152 | 2.1283 | 1.3645 | 1.6157 | 4.4451 | 2.9907 | 0.46927 | 0.46628
22 | 45000 | -0.4375 | 43.4292 | 0.15016 | -0.49781 | -48.8353 | 5.8973 | 20.9289 | 13.3657 | 1.8309 | 3.2598 | 5.1137 | 2.1729 | 1.388 | 1.6699 | 4.3856 | 3.0354 | 0.49927 | 0.39106
22 | 45500 | -0.44584 | 43.4049 | 0.15876 | -0.45701 | -48.9013 | 5.9584 | 20.9722 | 13.3725 | 1.8555 | 3.2304 | 5.0706 | 2.2151 | 1.3895 | 1.6222 | 4.4169 | 3.0793 | 0.42028 | 0.38477
22 | 46000 | -0.44768 | 43.3812 | 0.17097 | -0.4555 | -48.9385 | 5.9827 | 20.941 | 13.3499 | 1.8864 | 3.1917 | 5.0569 | 2.2743 | 1.3879 | 1.6365 | 4.4401 | 3.1332 | 0.40738 | 0.34878
22 | 46500 | -0.42992 | 43.3308 | 0.21629 | -0.41345 | -48.9184 | 5.9223 | 20.9201 | 13.3601 | 1.8672 | 3.2167 | 5.1334 | 2.3081 | 1.3855 | 1.6662 | 4.3959 | 3.1693 | 0.37048 | 0.24672
22 | 47000 | -0.4516 | 43.3838 | 0.23311 | -0.35071 | -48.9042 | 5.9213 | 20.9067 | 13.3304 | 1.8632 | 3.1752 | 5.1305 | 2.2704 | 1.3845 | 1.647 | 4.3829 | 3.1706 | 0.35151 | 0.30254
22 | 47500 | -0.44286 | 43.4141 | 0.25946 | -0.33825 | -48.9096 | 5.9035 | 20.8855 | 13.3073 | 1.8398 | 3.1985 | 5.1317 | 2.2846 | 1.3405 | 1.6483 | 4.384 | 3.177 | 0.36697 | 0.29679
22 | 48000 | -0.44241 | 43.4766 | 0.26799 | -0.36526 | -48.938 | 5.8827 | 20.9098 | 13.2702 | 1.8031 | 3.1916 | 5.181 | 2.3041 | 1.3281 | 1.6573 | 4.3561 | 3.2244 | 0.36923 | 0.27071
22 | 48500 | -0.45773 | 43.4578 | 0.27293 | -0.3951 | -49.0038 | 5.9449 | 20.9045 | 13.241 | 1.8349 | 3.189 | 5.1979 | 2.2498 | 1.3375 | 1.7018 | 4.3836 | 3.2647 | 0.33575 | 0.28786
22 | 49000 | -0.46145 | 43.4629 | 0.23967 | -0.39544 | -49.0371 | 5.8721 | 20.8956 | 13.2863 | 1.8976 | 3.2052 | 5.2166 | 2.217 | 1.352 | 1.6967 | 4.3274 | 3.2807 | 0.40154 | 0.29006
22 | 49500 | -0.4524 | 43.4943 | 0.2372 | -0.45376 | -49.0041 | 5.8656 | 20.8846 | 13.2777 | 1.9471 | 3.1233 | 5.2836 | 2.2707 | 1.2954 | 1.6862 | 4.3594 | 3.2828 | 0.37511 | 0.27469
22 | 50000 | -0.43789 | 43.5342 | 0.21734 | -0.42761 | -49.0637 | 5.8098 | 20.9231 | 13.2829 | 1.9052 | 3.1481 | 5.2607 | 2.3215 | 1.3094 | 1.6727 | 4.351 | 3.3151 | 0.34597 | 0.2795
22 | 50500 | -0.50153 | 43.5286 | 0.21015 | -0.4299 | -49.1176 | 5.7782 | 20.8401 | 13.3671 | 1.8594 | 3.1097 | 5.2883 | 2.3087 | 1.4111 | 1.6574 | 4.3854 | 3.3439 | 0.37926 | 0.32901
22 | 51000 | -0.4959 | 43.5698 | 0.22028 | -0.45749 | -49.0769 | 5.7552 | 20.7864 | 13.3932 | 1.8566 | 3.1275 | 5.2876 | 2.3391 | 1.3625 | 1.6967 | 4.2871 | 3.3388 | 0.42776 | 0.32911
22 | 51500 | -0.50058 | 43.5805 | 0.18626 | -0.44918 | -49.1157 | 5.7796 | 20.8031 | 13.3847 | 1.8515 | 3.1486 | 5.3004 | 2.2982 | 1.3866 | 1.6957 | 4.3061 | 3.2907 | 0.43415 | 0.36656
22 | 52000 | -0.49721 | 43.5303 | 0.16026 | -0.42148 | -49.1394 | 5.8166 | 20.8276 | 13.376 | 1.8518 | 3.1408 | 5.2873 | 2.3138 | 1.3798 | 1.6826 | 4.3031 | 3.2861 | 0.4496 | 0.39979
22 | 52500 | -0.50846 | 43.4534 | 0.13631 | -0.41073 | -49.1238 | 5.8011 | 20.8187 | 13.4168 | 1.8203 | 3.1707 | 5.3447 | 2.3516 | 1.3244 | 1.6873 | 4.3353 | 3.3112 | 0.4412 | 0.37713
22 | 53000 | -0.46853 | 43.5092 | 0.11825 | -0.45371 | -49.1063 | 5.8693 | 20.7909 | 13.3826 | 1.8395 | 3.2142 | 5.3353 | 2.2982 | 1.3128 | 1.7188 | 4.3097 | 3.3435 | 0.39602 | 0.33745
22 | 53500 | -0.4674 | 43.5385 | 0.18272 | -0.45468 | -49.0826 | 5.8649 | 20.7054 | 13.3681 | 1.8356 | 3.2834 | 5.3337 | 2.296 | 1.3039 | 1.6829 | 4.3489 | 3.3214 | 0.3467 | 0.33973
22 | 54000 | -0.44279 | 43.511 | 0.19895 | -0.40323 | -49.0591 | 5.9156 | 20.705 | 13.3063 | 1.8742 | 3.2674 | 5.314 | 2.3199 | 1.3183 | 1.6619 | 4.3135 | 3.312 | 0.31664 | 0.31757
22 | 54500 | -0.46105 | 43.4983 | 0.22248 | -0.38372 | -49.0047 | 5.8691 | 20.6669 | 13.2858 | 1.8599 | 3.2693 | 5.3103 | 2.3307 | 1.2882 | 1.6733 | 4.2706 | 3.3546 | 0.34839 | 0.34885
22 | 55000 | -0.39954 | 43.5162 | 0.20215 | -0.38536 | -48.9881 | 5.8356 | 20.6558 | 13.3512 | 1.8345 | 3.2018 | 5.2876 | 2.3231 | 1.2887 | 1.6468 | 4.2862 | 3.3727 | 0.38993 | 0.328
22 | 55500 | -0.37872 | 43.5598 | 0.14541 | -0.38475 | -49.0042 | 5.8218 | 20.6613 | 13.3444 | 1.7925 | 3.1906 | 5.2864 | 2.3261 | 1.3178 | 1.643 | 4.3381 | 3.3618 | 0.40279 | 0.32314
22 | 56000 | -0.38933 | 43.5726 | 0.10205 | -0.363 | -48.9711 | 5.8316 | 20.6602 | 13.2832 | 1.7864 | 3.2505 | 5.2869 | 2.3253 | 1.3534 | 1.6376 | 4.2873 | 3.3684 | 0.44904 | 0.27612
22 | 56500 | -0.39614 | 43.5381 | 0.12768 | -0.41411 | -48.9393 | 5.8347 | 20.6403 | 13.3159 | 1.8064 | 3.2414 | 5.2766 | 2.3002 | 1.3957 | 1.6964 | 4.2547 | 3.3583 | 0.42592 | 0.28453
22 | 57000 | -0.38604 | 43.5703 | 0.15563 | -0.39444 | -48.9649 | 5.8547 | 20.6087 | 13.2685 | 1.8659 | 3.2442 | 5.2739 | 2.2968 | 1.3775 | 1.6925 | 4.2602 | 3.366 | 0.41898 | 0.23874
22 | 57500 | -0.37271 | 43.5892 | 0.17179 | -0.35014 | -48.9052 | 5.8364 | 20.5912 | 13.2289 | 1.8549 | 3.2467 | 5.2715 | 2.2903 | 1.3228 | 1.6699 | 4.2656 | 3.3881 | 0.38257 | 0.26544
22 | 58000 | -0.35927 | 43.5603 | 0.20033 | -0.33102 | -48.88 | 5.8298 | 20.5675 | 13.2214 | 1.863 | 3.2895 | 5.286 | 2.2913 | 1.3195 | 1.683 | 4.2112 | 3.3677 | 0.37699 | 0.25002
22 | 58500 | -0.36457 | 43.5836 | 0.20491 | -0.32599 | -48.786 | 5.8737 | 20.5386 | 13.1765 | 1.8354 | 3.3025 | 5.2203 | 2.2493 | 1.3742 | 1.6746 | 4.2144 | 3.38 | 0.37483 | 0.22097
22 | 59000 | -0.37663 | 43.5354 | 0.23422 | -0.34127 | -48.8062 | 5.8955 | 20.5729 | 13.1572 | 1.8043 | 3.256 | 5.1936 | 2.2733 | 1.4051 | 1.7025 | 4.2278 | 3.4015 | 0.37432 | 0.2377
22 | 59500 | -0.39041 | 43.5564 | 0.21613 | -0.30066 | -48.8078 | 5.8764 | 20.558 | 13.1691 | 1.7835 | 3.2535 | 5.2003 | 2.2666 | 1.3508 | 1.7147 | 4.2421 | 3.3842 | 0.40899 | 0.2655
22 | 60000 | -0.37144 | 43.527 | 0.22214 | -0.2991 | -48.8432 | 5.884 | 20.5634 | 13.247 | 1.7719 | 3.2253 | 5.2092 | 2.2877 | 1.3719 | 1.6808 | 4.2545 | 3.3912 | 0.37802 | 0.24709
22 | 60500 | -0.36412 | 43.4947 | 0.24178 | -0.31835 | -48.8164 | 5.893 | 20.5547 | 13.2017 | 1.8123 | 3.197 | 5.2122 | 2.2657 | 1.3729 | 1.6548 | 4.2896 | 3.3998 | 0.35883 | 0.2971
22 | 61000 | -0.36116 | 43.5444 | 0.22982 | -0.32078 | -48.8076 | 5.8805 | 20.5804 | 13.211 | 1.8388 | 3.2005 | 5.2291 | 2.2288 | 1.3363 | 1.6761 | 4.3034 | 3.369 | 0.35097 | 0.25784
22 | 61500 | -0.35074 | 43.4994 | 0.21734 | -0.29465 | -48.7637 | 5.8814 | 20.5915 | 13.1875 | 1.8719 | 3.2055 | 5.2135 | 2.2203 | 1.3076 | 1.6637 | 4.2824 | 3.3849 | 0.38001 | 0.24947
22 | 62000 | -0.35341 | 43.5078 | 0.23191 | -0.28932 | -48.7792 | 5.8548 | 20.6122 | 13.2171 | 1.8781 | 3.2365 | 5.1856 | 2.2084 | 1.2772 | 1.688 | 4.2936 | 3.3653 | 0.37722 | 0.23531
22 | 62500 | -0.37212 | 43.5359 | 0.17893 | -0.32018 | -48.7734 | 5.879 | 20.5985 | 13.2486 | 1.8774 | 3.2621 | 5.1808 | 2.2403 | 1.2642 | 1.6982 | 4.27 | 3.3529 | 0.38147 | 0.2449
22 | 63000 | -0.32618 | 43.5119 | 0.19732 | -0.2862 | -48.7884 | 5.8469 | 20.6363 | 13.1962 | 1.8845 | 3.2876 | 5.1672 | 2.2551 | 1.2619 | 1.7078 | 4.2329 | 3.3452 | 0.39654 | 0.22071
22 | 63500 | -0.32619 | 43.5408 | 0.15729 | -0.27248 | -48.8149 | 5.7908 | 20.6389 | 13.1808 | 1.865 | 3.2902 | 5.1822 | 2.253 | 1.2935 | 1.6745 | 4.26 | 3.3136 | 0.47452 | 0.24561
22 | 64000 | -0.33229 | 43.5472 | 0.12204 | -0.25941 | -48.7382 | 5.7639 | 20.6441 | 13.2106 | 1.8631 | 3.2927 | 5.1679 | 2.257 | 1.2954 | 1.6761 | 4.2977 | 3.2917 | 0.44421 | 0.20353
22 | 64500 | -0.3297 | 43.5582 | 0.12934 | -0.27066 | -48.7849 | 5.7084 | 20.6303 | 13.2486 | 1.8696 | 3.3013 | 5.1707 | 2.2598 | 1.2985 | 1.6859 | 4.3051 | 3.2849 | 0.46166 | 0.22008
22 | 65000 | -0.33036 | 43.579 | 0.10875 | -0.27123 | -48.8078 | 5.7338 | 20.6533 | 13.256 | 1.8552 | 3.2983 | 5.1979 | 2.262 | 1.2772 | 1.6491 | 4.2588 | 3.3114 | 0.4973 | 0.21854
22 | 65500 | -0.33904 | 43.5712 | 0.11975 | -0.25394 | -48.8055 | 5.7337 | 20.6569 | 13.2502 | 1.8902 | 3.3344 | 5.1844 | 2.2242 | 1.2905 | 1.6341 | 4.2766 | 3.2953 | 0.47674 | 0.20761
22 | 66000 | -0.3341 | 43.5462 | 0.10796 | -0.23872 | -48.794 | 5.7273 | 20.6145 | 13.2793 | 1.8464 | 3.347 | 5.2118 | 2.2277 | 1.2832 | 1.6728 | 4.2762 | 3.3048 | 0.46423 | 0.20479
22 | 66500 | -0.30899 | 43.5506 | 0.14152 | -0.23011 | -48.8131 | 5.75 | 20.5907 | 13.3109 | 1.8305 | 3.3332 | 5.2461 | 2.2006 | 1.3199 | 1.634 | 4.2604 | 3.3352 | 0.43081 | 0.16513
22 | 67000 | -0.28918 | 43.5643 | 0.13314 | -0.22551 | -48.7764 | 5.7749 | 20.5494 | 13.3114 | 1.8643 | 3.3167 | 5.2211 | 2.165 | 1.3073 | 1.6446 | 4.2723 | 3.3211 | 0.45801 | 0.13458
22 | 67500 | -0.29143 | 43.5949 | 0.13236 | -0.19964 | -48.7853 | 5.7571 | 20.5563 | 13.2859 | 1.8811 | 3.3163 | 5.2136 | 2.1703 | 1.3223 | 1.6047 | 4.2841 | 3.3162 | 0.49695 | 0.091391
22 | 68000 | -0.29055 | 43.5841 | 0.14321 | -0.19865 | -48.8348 | 5.7654 | 20.5821 | 13.2701 | 1.9102 | 3.2964 | 5.2522 | 2.16 | 1.344 | 1.587 | 4.296 | 3.3141 | 0.49616 | 0.070372
22 | 68500 | -0.27328 | 43.6101 | 0.097274 | -0.20835 | -48.8046 | 5.7398 | 20.5703 | 13.2892 | 1.9262 | 3.2507 | 5.2451 | 2.1659 | 1.3573 | 1.5682 | 4.2853 | 3.3482 | 0.52994 | 0.04987
22 | 69000 | -0.27605 | 43.6152 | 0.084255 | -0.20714 | -48.8531 | 5.7556 | 20.5624 | 13.2858 | 1.945 | 3.2247 | 5.2571 | 2.1746 | 1.3664 | 1.5924 | 4.2856 | 3.3911 | 0.50582 | 0.037529
22 | 69500 | -0.28502 | 43.573 | 0.093294 | -0.2065 | -48.8892 | 5.7877 | 20.5648 | 13.2482 | 1.9847 | 3.1928 | 5.3215 | 2.1455 | 1.3497 | 1.6237 | 4.2677 | 3.447 | 0.49124 | 0.037152
22 | 70000 | -0.25209 | 43.5701 | 0.10109 | -0.19136 | -48.8994 | 5.7726 | 20.5986 | 13.1833 | 2.0064 | 3.157 | 5.3099 | 2.1452 | 1.3371 | 1.6161 | 4.2808 | 3.4428 | 0.49973 | 0.069459
22 | 70500 | -0.24574 | 43.5833 | 0.113 | -0.1895 | -48.9317 | 5.7879 | 20.5742 | 13.1576 | 2.0402 | 3.1559 | 5.2851 | 2.1624 | 1.3379 | 1.6494 | 4.2946 | 3.4265 | 0.47813 | 0.067824
22 | 71000 | -0.2511 | 43.587 | 0.1226 | -0.19157 | -48.9883 | 5.7875 | 20.5863 | 13.1555 | 2.0634 | 3.1566 | 5.3283 | 2.1465 | 1.3539 | 1.6566 | 4.2791 | 3.426 | 0.40358 | 0.12547
22 | 71500 | -0.25332 | 43.5966 | 0.10864 | -0.19421 | -49.0426 | 5.801 | 20.5717 | 13.192 | 2.107 | 3.1659 | 5.3571 | 2.1542 | 1.373 | 1.6161 | 4.3118 | 3.4416 | 0.35595 | 0.084678
22 | 72000 | -0.23623 | 43.6091 | 0.078322 | -0.20566 | -49.0364 | 5.7908 | 20.5691 | 13.1865 | 2.1021 | 3.1766 | 5.3592 | 2.1216 | 1.3996 | 1.6376 | 4.3313 | 3.4191 | 0.36406 | 0.080731
22 | 72500 | -0.25824 | 43.5778 | 0.065146 | -0.21771 | -49.0522 | 5.7932 | 20.5894 | 13.1896 | 2.0962 | 3.1727 | 5.3531 | 2.1247 | 1.3896 | 1.6787 | 4.3523 | 3.4387 | 0.39104 | 0.06317
22 | 73000 | -0.25901 | 43.5601 | 0.062728 | -0.22257 | -49.0375 | 5.8107 | 20.5838 | 13.1742 | 2.0893 | 3.2178 | 5.3542 | 2.0819 | 1.3695 | 1.6822 | 4.348 | 3.4072 | 0.41162 | 0.11292
22 | 73500 | -0.24528 | 43.597 | 0.068918 | -0.20948 | -49.0294 | 5.82 | 20.5798 | 13.1508 | 2.0946 | 3.2013 | 5.3716 | 2.0669 | 1.3558 | 1.6573 | 4.3227 | 3.4087 | 0.42397 | 0.11199
22 | 74000 | -0.25331 | 43.5851 | 0.077908 | -0.16671 | -49.0335 | 5.7949 | 20.5842 | 13.1679 | 2.0695 | 3.1818 | 5.3845 | 2.0554 | 1.3591 | 1.6478 | 4.2956 | 3.4379 | 0.42177 | 0.13737
22 | 74500 | -0.25601 | 43.6011 | 0.081419 | -0.19321 | -49.0831 | 5.8059 | 20.5756 | 13.162 | 2.0593 | 3.2123 | 5.3527 | 2.0702 | 1.3448 | 1.6429 | 4.3201 | 3.4419 | 0.45102 | 0.15837
22 | 75000 | -0.22391 | 43.582 | 0.081067 | -0.19385 | -49.0417 | 5.7933 | 20.5332 | 13.1682 | 2.0335 | 3.2369 | 5.3491 | 2.0616 | 1.3699 | 1.6602 | 4.3107 | 3.4698 | 0.396 | 0.16123
22 | 75500 | -0.23905 | 43.5751 | 0.071281 | -0.21368 | -49.0994 | 5.8313 | 20.5287 | 13.1737 | 2.055 | 3.2528 | 5.3258 | 2.0852 | 1.3493 | 1.6505 | 4.34 | 3.4918 | 0.38941 | 0.17964
22 | 76000 | -0.21484 | 43.5262 | 0.078269 | -0.23974 | -49.0887 | 5.8164 | 20.5331 | 13.1664 | 2.0187 | 3.2373 | 5.3733 | 2.0962 | 1.3607 | 1.6714 | 4.3273 | 3.4722 | 0.4177 | 0.19546
22 | 76500 | -0.20989 | 43.5333 | 0.1192 | -0.23521 | -49.1258 | 5.81 | 20.5145 | 13.2 | 2.0212 | 3.2124 | 5.3616 | 2.0984 | 1.3622 | 1.6674 | 4.3399 | 3.4798 | 0.41736 | 0.18093
22 | 77000 | -0.22699 | 43.526 | 0.1412 | -0.27185 | -49.105 | 5.8035 | 20.5016 | 13.2023 | 2.0372 | 3.2195 | 5.3621 | 2.0916 | 1.3968 | 1.6483 | 4.3677 | 3.4703 | 0.42374 | 0.15934
22 | 77500 | -0.25492 | 43.5456 | 0.16646 | -0.29846 | -49.0882 | 5.7708 | 20.4596 | 13.2419 | 2.0339 | 3.2257 | 5.3583 | 2.0908 | 1.396 | 1.652 | 4.3806 | 3.4695 | 0.44863 | 0.14914
22 | 78000 | -0.23194 | 43.5425 | 0.18078 | -0.28319 | -49.0741 | 5.7318 | 20.4349 | 13.2172 | 1.999 | 3.2231 | 5.3579 | 2.1155 | 1.3998 | 1.6547 | 4.4038 | 3.4397 | 0.51542 | 0.12027
22 | 78500 | -0.23945 | 43.5458 | 0.18863 | -0.29109 | -49.0794 | 5.757 | 20.4129 | 13.1817 | 2.0233 | 3.2332 | 5.3754 | 2.1296 | 1.4235 | 1.6708 | 4.407 | 3.4617 | 0.46969 | 0.077199
22 | 79000 | -0.22225 | 43.5347 | 0.15634 | -0.28372 | -49.0551 | 5.7194 | 20.4249 | 13.1817 | 2.0297 | 3.243 | 5.38 | 2.1658 | 1.4124 | 1.679 | 4.41 | 3.4598 | 0.43284 | 0.078836
22 | 79500 | -0.18983 | 43.5528 | 0.16375 | -0.3036 | -49.0712 | 5.7487 | 20.4257 | 13.1573 | 2.0173 | 3.2328 | 5.3833 | 2.1985 | 1.3845 | 1.6841 | 4.3981 | 3.4817 | 0.44014 | 0.042922
22 | 80000 | -0.17843 | 43.5543 | 0.13689 | -0.29479 | -49.0706 | 5.7466 | 20.4194 | 13.1513 | 2.0215 | 3.2343 | 5.3884 | 2.203 | 1.3758 | 1.6792 | 4.3703 | 3.4731 | 0.43576 | 0.10133
22 | 80500 | -0.17934 | 43.5534 | 0.10393 | -0.28183 | -49.0742 | 5.7508 | 20.4038 | 13.1323 | 2.0292 | 3.2477 | 5.4119 | 2.2149 | 1.3605 | 1.6761 | 4.3534 | 3.4601 | 0.42936 | 0.15509
22 | 81000 | -0.19095 | 43.5672 | 0.092568 | -0.29381 | -49.0526 | 5.7727 | 20.4073 | 13.1549 | 2.014 | 3.2356 | 5.4117 | 2.1956 | 1.3501 | 1.6772 | 4.3762 | 3.4406 | 0.44336 | 0.14553
22 | 81500 | -0.14815 | 43.5616 | 0.08058 | -0.33158 | -49.0597 | 5.78 | 20.4142 | 13.148 | 1.9969 | 3.2215 | 5.4039 | 2.2038 | 1.3532 | 1.7028 | 4.3677 | 3.4283 | 0.49038 | 0.13387
22 | 82000 | -0.13281 | 43.5878 | 0.078753 | -0.32887 | -49.0211 | 5.7537 | 20.3971 | 13.1673 | 1.9882 | 3.2199 | 5.4231 | 2.2102 | 1.3445 | 1.7172 | 4.3437 | 3.425 | 0.47457 | 0.099179
22 | 82500 | -0.12127 | 43.6135 | 0.059512 | -0.32366 | -49.0633 | 5.7708 | 20.3828 | 13.1722 | 1.995 | 3.2529 | 5.4552 | 2.2472 | 1.3216 | 1.6804 | 4.345 | 3.4165 | 0.45889 | 0.084051
22 | 83000 | -0.11389 | 43.5943 | 0.052633 | -0.32708 | -49.068 | 5.7917 | 20.3752 | 13.1542 | 1.9826 | 3.2857 | 5.4524 | 2.2561 | 1.3022 | 1.7056 | 4.3614 | 3.4156 | 0.43353 | 0.093145
22 | 83500 | -0.094532 | 43.5909 | 0.066447 | -0.31467 | -49.0873 | 5.7466 | 20.392 | 13.1812 | 1.9659 | 3.2716 | 5.4839 | 2.2692 | 1.3145 | 1.7139 | 4.3475 | 3.3929 | 0.4353 | 0.071847
22 | 84000 | -0.11955 | 43.5987 | 0.097876 | -0.33287 | -49.1109 | 5.7461 | 20.4065 | 13.1922 | 1.9473 | 3.2915 | 5.4707 | 2.2828 | 1.3135 | 1.7253 | 4.3505 | 3.3962 | 0.4213 | 0.070022
22 | 84500 | -0.10461 | 43.6313 | 0.081838 | -0.33411 | -49.0792 | 5.7688 | 20.3966 | 13.1772 | 1.9794 | 3.3024 | 5.4551 | 2.2746 | 1.3069 | 1.6623 | 4.3296 | 3.3937 | 0.43458 | 0.07103
22 | 85000 | -0.12283 | 43.6251 | 0.10607 | -0.32413 | -49.0925 | 5.7683 | 20.3724 | 13.1588 | 1.9763 | 3.3201 | 5.4436 | 2.2779 | 1.2937 | 1.6686 | 4.3249 | 3.4201 | 0.41586 | 0.11497
22 | 85500 | -0.11832 | 43.6427 | 0.11621 | -0.33067 | -49.123 | 5.7295 | 20.4087 | 13.1492 | 2.0037 | 3.3191 | 5.4529 | 2.2661 | 1.3189 | 1.6492 | 4.3523 | 3.4056 | 0.40358 | 0.10153
22 | 86000 | -0.10359 | 43.661 | 0.097845 | -0.34545 | -49.1585 | 5.7299 | 20.4093 | 13.1633 | 2.0172 | 3.3307 | 5.425 | 2.2551 | 1.3151 | 1.6582 | 4.3757 | 3.3866 | 0.39721 | 0.13273
22 | 86500 | -0.12679 | 43.6556 | 0.10083 | -0.32769 | -49.15 | 5.7127 | 20.4085 | 13.1656 | 1.9804 | 3.3602 | 5.4346 | 2.2464 | 1.3252 | 1.6808 | 4.3761 | 3.3861 | 0.39715 | 0.12144
22 | 87000 | -0.12946 | 43.6448 | 0.1159 | -0.34222 | -49.1324 | 5.7039 | 20.3868 | 13.1513 | 1.9897 | 3.3834 | 5.4129 | 2.2801 | 1.3622 | 1.676 | 4.3641 | 3.4064 | 0.3828 | 0.091093
22 | 87500 | -0.12128 | 43.6762 | 0.10868 | -0.32733 | -49.1306 | 5.7297 | 20.4031 | 13.1472 | 1.9441 | 3.3761 | 5.4211 | 2.2655 | 1.3582 | 1.6852 | 4.3612 | 3.3627 | 0.41265 | 0.074938
22 | 88000 | -0.12111 | 43.6576 | 0.11113 | -0.31542 | -49.1376 | 5.7616 | 20.3977 | 13.1669 | 1.9121 | 3.3757 | 5.4014 | 2.2653 | 1.3974 | 1.6733 | 4.369 | 3.3702 | 0.40318 | 0.058993
22 | 88500 | -0.12509 | 43.685 | 0.083452 | -0.3302 | -49.1508 | 5.7521 | 20.3783 | 13.1734 | 1.9286 | 3.3728 | 5.4038 | 2.2606 | 1.4146 | 1.6876 | 4.3856 | 3.3905 | 0.38219 | 0.054751
22 | 89000 | -0.097922 | 43.6915 | 0.078638 | -0.34249 | -49.2003 | 5.7484 | 20.4006 | 13.1579 | 1.922 | 3.3913 | 5.4025 | 2.2625 | 1.4281 | 1.6607 | 4.4123 | 3.4013 | 0.41861 | 0.011517
22 | 89500 | -0.10098 | 43.7151 | 0.06346 | -0.35274 | -49.1998 | 5.7353 | 20.4047 | 13.1516 | 1.9469 | 3.3572 | 5.4287 | 2.2515 | 1.4572 | 1.6637 | 4.3959 | 3.3994 | 0.37951 | 0.050797
22 | 90000 | -0.12223 | 43.704 | 0.058765 | -0.35919 | -49.2299 | 5.7297 | 20.44 | 13.1374 | 1.9259 | 3.3752 | 5.4385 | 2.2848 | 1.4508 | 1.6602 | 4.3748 | 3.4246 | 0.41969 | 0.034266
22 | 90500 | -0.13753 | 43.6941 | 0.068534 | -0.33981 | -49.2371 | 5.7273 | 20.4206 | 13.1422 | 1.9334 | 3.3928 | 5.4215 | 2.3118 | 1.4623 | 1.6524 | 4.3936 | 3.4136 | 0.40103 | 0.026533
22 | 91000 | -0.14526 | 43.6598 | 0.061882 | -0.35906 | -49.262 | 5.7365 | 20.3923 | 13.1667 | 1.9632 | 3.3963 | 5.4319 | 2.3156 | 1.4623 | 1.6454 | 4.3974 | 3.4428 | 0.41747 | 0.024006
22 | 91500 | -0.14952 | 43.6745 | 0.075043 | -0.40543 | -49.2252 | 5.7107 | 20.3869 | 13.1356 | 1.9869 | 3.3754 | 5.4522 | 2.3281 | 1.4564 | 1.6517 | 4.3934 | 3.4462 | 0.40805 | 0.04619
22 | 92000 | -0.1531 | 43.6368 | 0.064584 | -0.4143 | -49.2246 | 5.712 | 20.3889 | 13.1598 | 2.0183 | 3.3709 | 5.4361 | 2.3264 | 1.4512 | 1.6446 | 4.4006 | 3.4425 | 0.43066 | 0.056046
22 | 92500 | -0.11424 | 43.6567 | 0.053225 | -0.41675 | -49.243 | 5.6727 | 20.3994 | 13.165 | 2.0047 | 3.3822 | 5.443 | 2.312 | 1.4406 | 1.6407 | 4.4067 | 3.4277 | 0.437 | 0.079624
22 | 93000 | -0.089157 | 43.6469 | 0.024505 | -0.41287 | -49.2613 | 5.6716 | 20.3963 | 13.1795 | 1.9803 | 3.3745 | 5.4339 | 2.317 | 1.4512 | 1.6845 | 4.3855 | 3.4564 | 0.41545 | 0.092943
22 | 93500 | -0.038744 | 43.6134 | 0.046227 | -0.41609 | -49.2268 | 5.6315 | 20.3685 | 13.1742 | 1.966 | 3.3793 | 5.4384 | 2.3107 | 1.4527 | 1.6751 | 4.4008 | 3.4636 | 0.41388 | 0.094552
22 | 94000 | -0.051296 | 43.6124 | 0.059542 | -0.41736 | -49.2042 | 5.6542 | 20.3307 | 13.1592 | 1.9706 | 3.3619 | 5.4112 | 2.3273 | 1.4483 | 1.6854 | 4.4003 | 3.4946 | 0.39236 | 0.112
22 | 94500 | -0.056178 | 43.6222 | 0.051554 | -0.423 | -49.1817 | 5.6814 | 20.3001 | 13.1573 | 1.9559 | 3.3551 | 5.409 | 2.3394 | 1.4423 | 1.7253 | 4.4087 | 3.5207 | 0.36342 | 0.075772
22 | 95000 | -0.04727 | 43.6078 | 0.083013 | -0.43128 | -49.1813 | 5.661 | 20.3003 | 13.1378 | 1.9684 | 3.3605 | 5.395 | 2.3385 | 1.4404 | 1.7267 | 4.4198 | 3.5152 | 0.35348 | 0.099319
22 | 95500 | -0.050068 | 43.6287 | 0.077359 | -0.41406 | -49.1739 | 5.6617 | 20.2951 | 13.1029 | 1.961 | 3.3574 | 5.3867 | 2.3865 | 1.4327 | 1.7189 | 4.4304 | 3.5216 | 0.32701 | 0.097227
22 | 96000 | -0.057067 | 43.6394 | 0.07715 | -0.39772 | -49.2139 | 5.6552 | 20.3098 | 13.1591 | 1.9377 | 3.3533 | 5.3781 | 2.3844 | 1.4186 | 1.7281 | 4.4209 | 3.518 | 0.32488 | 0.11109
22 | 96500 | -0.065907 | 43.6237 | 0.075042 | -0.41723 | -49.2226 | 5.6562 | 20.2862 | 13.1853 | 1.9308 | 3.3545 | 5.3895 | 2.3836 | 1.4234 | 1.7394 | 4.4302 | 3.516 | 0.33356 | 0.12567
22 | 97000 | -0.087321 | 43.6326 | 0.078224 | -0.39567 | -49.2134 | 5.6755 | 20.2872 | 13.1661 | 1.9725 | 3.359 | 5.369 | 2.3761 | 1.4349 | 1.7298 | 4.4336 | 3.5176 | 0.34121 | 0.070162
22 | 97500 | -0.092351 | 43.6205 | 0.071167 | -0.40227 | -49.1781 | 5.6796 | 20.2674 | 13.1471 | 1.9824 | 3.3827 | 5.35 | 2.3841 | 1.4337 | 1.7202 | 4.4209 | 3.5322 | 0.31511 | 0.11303
22 | 98000 | -0.081054 | 43.5974 | 0.063202 | -0.4034 | -49.1792 | 5.706 | 20.2798 | 13.1725 | 1.9677 | 3.3706 | 5.3607 | 2.3529 | 1.429 | 1.7128 | 4.4113 | 3.5279 | 0.33481 | 0.12429
22 | 98500 | -0.096327 | 43.5749 | 0.036405 | -0.3822 | -49.1836 | 5.7411 | 20.2961 | 13.1683 | 1.9539 | 3.3441 | 5.3651 | 2.3798 | 1.4322 | 1.7212 | 4.3933 | 3.541 | 0.33153 | 0.13057
22 | 99000 | -0.093482 | 43.5877 | 0.059842 | -0.39739 | -49.2058 | 5.7437 | 20.3291 | 13.1296 | 1.955 | 3.3646 | 5.3414 | 2.3759 | 1.4436 | 1.698 | 4.3895 | 3.5406 | 0.30055 | 0.18477
22 | 99500 | -0.095728 | 43.5811 | 0.072514 | -0.39416 | -49.1949 | 5.72 | 20.3333 | 13.166 | 1.9296 | 3.3543 | 5.3416 | 2.3659 | 1.4413 | 1.7041 | 4.3765 | 3.5517 | 0.31614 | 0.17797
22 | 100000 | -0.12016 | 43.5521 | 0.076784 | -0.38395 | -49.1676 | 5.7346 | 20.3306 | 13.1511 | 1.9481 | 3.3499 | 5.3209 | 2.3803 | 1.4469 | 1.7074 | 4.3883 | 3.5604 | 0.29267 | 0.1787
23 | 100 | -6.006 | 40.8724 | -8.9674 | 2.8777 | -66.0663 | -1.511 | 39.2993 | 8.7193 | -1.7017 | -1.1437 | -2.8244 | 8.5395 | -8.1676 | 7.7768 | 7.3629 | 9.5468 | 14.7738 | 3.5926
23 | 500 | -2.5695 | 40.5257 | 0.33415 | -4.5249 | -54.6287 | 10.0135 | 24.3088 | 15.7261 | 1.3612 | -1.2423 | 3.5179 | 2.6171 | -3.2189 | 3.2036 | 5.3846 | 4.5309 | 1.6262 | 0.0076384
23 | 1000 | 0.35734 | 40.7983 | 1.928 | -2.7016 | -51.5287 | 5.0849 | 20.25 | 15.5316 | 1.695 | -3.9304 | 4.3715 | 1.6152 | 0.34495 | 1.3184 | 6.4523 | 5.2123 | 0.48284 | -0.30887
23 | 1500 | -0.21836 | 40.8459 | 1.8355 | -1.9275 | -52.4411 | 5.3071 | 21.6177 | 13.6209 | 2.4882 | -0.68678 | 4.4852 | 0.58428 | 0.66526 | 0.79966 | 6.3062 | 4.3167 | 0.72117 | -1.3471
23 | 2000 | -2.0741 | 41.2547 | 1.0327 | -1.0698 | -54.0211 | 3.6557 | 21.1499 | 14.8338 | 2.3978 | 0.84824 | 4.7429 | 1.031 | 1.4118 | 1.9974 | 6.5502 | 2.9492 | 1.0247 | -0.74216
23 | 2500 | -1.7472 | 41.3694 | 0.55203 | -0.78666 | -54.2639 | 4.5012 | 21.4355 | 13.7614 | 2.7392 | 1.3203 | 3.9286 | 1.4316 | 0.9494 | 1.8486 | 6.4528 | 2.5719 | 0.49191 | 0.41692
23 | 3000 | -1.4032 | 41.9081 | 0.75288 | -0.62622 | -53.9633 | 3.9568 | 21.6311 | 12.9241 | 2.4583 | 1.7007 | 3.6672 | 1.2884 | 0.74723 | 1.748 | 6.4527 | 2.4377 | 1.9396 | -0.64714
23 | 3500 | -1.1993 | 41.227 | 1.0663 | -0.16559 | -52.9309 | 4.0343 | 21.2966 | 12.8304 | 1.4317 | 2.0551 | 4.5338 | 1.3342 | 0.74629 | 1.6934 | 5.8057 | 1.2786 | 2.2601 | -0.32469
23 | 4000 | -0.91166 | 41.195 | 0.30205 | -0.1108 | -53.441 | 4.3685 | 20.6874 | 13.134 | 1.1743 | 2.1973 | 4.6202 | 1.4096 | 1.4108 | 2.1132 | 5.1841 | 1.5723 | 2.4937 | -0.42607
23 | 4500 | -0.82775 | 41.2769 | -0.28749 | -0.089965 | -53.0769 | 3.8677 | 20.4339 | 13.2599 | 1.1647 | 2.0406 | 4.6448 | 1.54 | 1.5073 | 2.0575 | 5.2349 | 1.9832 | 1.5754 | 0.6684
23 | 5000 | -0.92071 | 41.4045 | -0.48786 | -0.18481 | -53.0155 | 3.9424 | 20.474 | 12.4571 | 1.0667 | 2.2172 | 4.5113 | 2.0564 | 1.4967 | 2.1465 | 5.1843 | 2.4699 | 1.3135 | 0.84129
23 | 5500 | -1.3384 | 41.3459 | -0.3975 | -0.67546 | -53.1152 | 4.868 | 19.7147 | 12.509 | 1.0478 | 2.301 | 5.0954 | 2.2438 | 1.1805 | 2.6083 | 4.8675 | 2.7769 | 0.91973 | 1.0212
23 | 6000 | -1.2469 | 40.9794 | -0.36868 | -0.6058 | -52.6267 | 4.7438 | 19.8323 | 12.3469 | 1.5004 | 2.4856 | 5.3949 | 1.8823 | 0.99694 | 2.5901 | 5.0123 | 2.3818 | 0.51052 | 1.164
23 | 6500 | -0.72142 | 41.383 | -0.49578 | -0.98799 | -52.593 | 5.0526 | 20.172 | 12.2246 | 1.4431 | 2.1579 | 5.3043 | 1.7009 | 0.98915 | 2.599 | 5.0928 | 2.2859 | 0.491 | 0.87493
23 | 7000 | -0.6228 | 41.122 | -0.21792 | -1.112 | -51.6306 | 4.9219 | 19.882 | 12.0995 | 1.4636 | 2.4681 | 5.2851 | 2.1837 | 0.63517 | 2.3962 | 4.9044 | 2.2435 | 0.2812 | 0.67018
23 | 7500 | -0.6433 | 41.4203 | -0.12228 | -0.61735 | -51.8636 | 5.3553 | 19.9594 | 12.0097 | 1.4697 | 2.1398 | 5.0824 | 2.4618 | 0.45302 | 2.4012 | 4.1479 | 2.622 | 0.26399 | 0.43304
23 | 8000 | -0.84227 | 41.5078 | 0.05598 | -0.65353 | -51.7637 | 5.5727 | 19.8558 | 11.5113 | 1.576 | 2.2138 | 4.9549 | 2.5812 | 0.21568 | 2.3093 | 3.9312 | 2.6916 | 0.5449 | 0.71036
23 | 8500 | -0.67745 | 41.2285 | 0.03209 | -0.68656 | -51.7147 | 5.8755 | 19.8448 | 11.6288 | 1.6773 | 2.3303 | 4.6622 | 2.443 | 0.37266 | 2.2528 | 4.098 | 2.5771 | 0.51053 | 0.5183
23 | 9000 | -0.71767 | 40.9451 | -0.033263 | -0.71804 | -51.3128 | 5.7867 | 19.9571 | 11.3965 | 1.6703 | 2.5288 | 4.6992 | 2.4439 | 0.24483 | 2.2699 | 4.2019 | 2.4896 | 0.6268 | 0.49425
23 | 9500 | -0.82009 | 40.8353 | -0.11827 | -0.6423 | -50.2943 | 5.7368 | 19.6047 | 11.309 | 1.4944 | 2.4248 | 4.4445 | 2.2539 | 0.25751 | 2.3463 | 4.2555 | 2.3795 | 0.63861 | 0.86706
23 | 10000 | -0.74596 | 40.6457 | 0.020886 | -0.68265 | -50.4546 | 5.7537 | 19.4958 | 11.3613 | 1.5057 | 2.6024 | 4.5087 | 1.8868 | 0.23365 | 2.2425 | 4.4976 | 2.4086 | 1.1025 | 0.5904
23 | 10500 | -0.812 | 40.676 | -0.086677 | -0.45822 | -50.8756 | 5.5008 | 19.5037 | 11.517 | 1.4008 | 2.7368 | 4.461 | 1.9401 | 0.54959 | 2.11 | 4.4605 | 2.4197 | 1.2142 | 0.71537
23 | 11000 | -0.89729 | 40.4446 | -0.10128 | -0.60979 | -50.8468 | 5.6266 | 19.4383 | 11.6633 | 1.3579 | 2.8918 | 4.4315 | 1.5619 | 0.73362 | 2.116 | 4.4098 | 2.6034 | 1.468 | 0.68123
23 | 11500 | -0.75293 | 40.29 | -0.22791 | -0.43481 | -50.3984 | 5.6401 | 19.174 | 11.8901 | 1.1664 | 2.7053 | 4.3424 | 1.7742 | 0.71263 | 2.1166 | 4.5177 | 2.6045 | 1.2858 | 0.56733
23 | 12000 | -0.89167 | 40.0698 | -0.34708 | -0.47383 | -50.7689 | 5.6262 | 19.2759 | 12.2087 | 1.2487 | 2.4542 | 4.3308 | 1.7138 | 0.75473 | 2.0714 | 4.852 | 2.5883 | 1.6384 | 0.6215
23 | 12500 | -0.83707 | 40.3173 | -0.42955 | -0.7625 | -50.9274 | 5.6121 | 19.4115 | 12.0462 | 1.4408 | 2.5078 | 4.5584 | 1.6514 | 0.71883 | 2.2265 | 4.6835 | 2.6831 | 1.507 | 0.56509
23 | 13000 | -0.94944 | 40.3786 | -0.28246 | -0.78055 | -50.9205 | 5.4032 | 19.5864 | 12.1524 | 1.5 | 2.5319 | 4.5793 | 1.6176 | 0.77153 | 2.127 | 4.6649 | 2.6917 | 1.1102 | 0.79117
23 | 13500 | -0.87204 | 40.2935 | -0.26496 | -0.78897 | -51.0657 | 5.4159 | 19.7825 | 12.3423 | 1.618 | 2.352 | 4.615 | 1.8896 | 0.74792 | 1.901 | 4.572 | 2.4786 | 1.2251 | 0.73122
23 | 14000 | -0.88338 | 40.2878 | -0.1623 | -0.89981 | -50.9381 | 5.5289 | 19.6709 | 12.5998 | 1.6396 | 2.3252 | 4.6066 | 1.87 | 0.78947 | 1.9218 | 4.5061 | 2.4596 | 0.74749 | 0.90338
23 | 14500 | -0.98688 | 40.3487 | -0.17907 | -0.93178 | -51.0625 | 5.7342 | 19.6911 | 12.5408 | 1.7137 | 2.4571 | 4.5896 | 1.8553 | 0.77441 | 1.8011 | 4.5663 | 2.5439 | 0.60337 | 0.91373
23 | 15000 | -0.83256 | 40.4024 | -0.04719 | -0.93296 | -51.1115 | 5.8562 | 19.66 | 12.4192 | 1.6096 | 2.4344 | 4.6088 | 1.8555 | 0.7644 | 1.7084 | 4.5092 | 2.4256 | 0.80286 | 0.84062
23 | 15500 | -0.8169 | 40.5486 | -0.045763 | -0.97053 | -51.0481 | 5.8253 | 19.5176 | 12.3581 | 1.6922 | 2.449 | 4.4294 | 1.7312 | 0.91543 | 1.7116 | 4.4915 | 2.1347 | 0.87842 | 1.1713
23 | 16000 | -0.86227 | 40.5944 | 0.046887 | -0.88795 | -51.1327 | 5.7406 | 19.3311 | 12.5398 | 1.682 | 2.5782 | 4.2907 | 1.8153 | 0.97956 | 1.693 | 4.491 | 2.1743 | 0.58291 | 1.3163
23 | 16500 | -0.90227 | 40.5537 | 0.17579 | -1.0051 | -50.9357 | 5.7753 | 19.4463 | 12.5334 | 1.7576 | 2.6994 | 4.1739 | 1.8156 | 0.85673 | 1.6746 | 4.4523 | 2.036 | 0.60289 | 1.2626
23 | 17000 | -0.99011 | 40.5478 | 0.13961 | -1.0903 | -50.8489 | 5.7096 | 19.5982 | 12.6079 | 1.7795 | 2.6252 | 4.2116 | 1.6611 | 0.86012 | 1.6983 | 4.4416 | 2.1542 | 0.59451 | 1.2732
23 | 17500 | -1.0108 | 40.7621 | 0.22018 | -1.0015 | -50.8942 | 5.6042 | 19.4684 | 12.5429 | 1.817 | 2.6348 | 4.2746 | 1.7827 | 0.74489 | 1.6844 | 4.3961 | 2.1544 | 0.55494 | 1.238
23 | 18000 | -0.95171 | 40.8812 | 0.17681 | -1.1078 | -51.1577 | 5.5772 | 19.5454 | 12.4527 | 1.859 | 2.6065 | 4.3331 | 1.7933 | 0.79463 | 1.7828 | 4.3206 | 2.0376 | 0.70102 | 1.3283
23 | 18500 | -0.86644 | 40.7449 | 0.10818 | -0.91774 | -51.1134 | 5.6349 | 19.4793 | 12.4809 | 1.8219 | 2.553 | 4.3731 | 1.6739 | 0.849 | 1.8769 | 4.4315 | 1.9968 | 0.49444 | 1.3519
23 | 19000 | -0.76733 | 40.8035 | 0.16 | -0.78977 | -50.9893 | 5.6147 | 19.5736 | 12.4796 | 1.7269 | 2.5459 | 4.2245 | 1.6528 | 0.91326 | 1.8677 | 4.3176 | 2.0634 | 0.46506 | 1.1108
23 | 19500 | -0.78612 | 40.804 | 0.075772 | -0.76194 | -50.799 | 5.6358 | 19.5583 | 12.2807 | 1.7893 | 2.4905 | 4.2436 | 1.6363 | 0.94225 | 1.9809 | 4.3541 | 2.048 | 0.45921 | 1.0213
23 | 20000 | -0.80553 | 40.887 | 0.036475 | -0.67847 | -50.8784 | 5.6046 | 19.7357 | 12.2874 | 1.8583 | 2.6314 | 4.2458 | 1.5827 | 0.94202 | 1.9649 | 4.5468 | 1.9847 | 0.18981 | 0.83787
23 | 20500 | -0.71403 | 40.8989 | 0.15167 | -0.67471 | -50.9145 | 5.584 | 19.6964 | 12.3036 | 1.767 | 2.4408 | 4.263 | 1.6043 | 0.79438 | 2.0436 | 4.4864 | 2.0659 | 0.29229 | 0.88411
23 | 21000 | -0.66288 | 40.8393 | 0.18059 | -0.61965 | -50.997 | 5.4211 | 19.648 | 12.3602 | 1.8298 | 2.4529 | 4.1799 | 1.6292 | 0.92767 | 2.0207 | 4.431 | 2.0604 | 0.45883 | 0.81322
23 | 21500 | -0.70495 | 40.7072 | 0.10958 | -0.48971 | -50.7551 | 5.4649 | 19.4783 | 12.3936 | 1.785 | 2.4543 | 4.1732 | 1.5651 | 0.81877 | 2.0657 | 4.4888 | 2.0724 | 0.44118 | 0.90482
23 | 22000 | -0.70279 | 40.6455 | 0.18159 | -0.53436 | -50.9142 | 5.4243 | 19.4793 | 12.4402 | 1.9221 | 2.4497 | 4.1051 | 1.5699 | 0.88143 | 1.9928 | 4.4996 | 2.2252 | 0.55507 | 0.75246
23 | 22500 | -0.777 | 40.5739 | 0.058831 | -0.57199 | -50.616 | 5.347 | 19.5292 | 12.4399 | 1.9001 | 2.6171 | 4.0962 | 1.6165 | 0.93599 | 1.9449 | 4.3637 | 2.235 | 0.55403 | 0.72581
23 | 23000 | -0.91316 | 40.5811 | 0.26275 | -0.57473 | -50.5268 | 5.3578 | 19.5236 | 12.4012 | 2.0319 | 2.4613 | 4.1477 | 1.6912 | 0.9567 | 1.9351 | 4.1739 | 2.2794 | 0.42173 | 0.76233
23 | 23500 | -0.88276 | 40.5154 | 0.17907 | -0.52827 | -50.3724 | 5.3462 | 19.4307 | 12.4404 | 2.0129 | 2.5054 | 4.1775 | 1.6203 | 1.086 | 1.897 | 4.2044 | 2.2072 | 0.53204 | 0.60194
23 | 24000 | -0.90079 | 40.5578 | 0.2018 | -0.52866 | -50.422 | 5.307 | 19.5145 | 12.4469 | 2.0062 | 2.4734 | 4.2436 | 1.6238 | 1.1417 | 1.8424 | 4.1967 | 2.1263 | 0.57794 | 0.56454
23 | 24500 | -0.90395 | 40.6867 | 0.23621 | -0.52962 | -50.3748 | 5.3595 | 19.4662 | 12.4998 | 1.9674 | 2.505 | 4.2518 | 1.4857 | 1.0542 | 1.7646 | 4.1592 | 2.1138 | 0.71816 | 0.51318
23 | 25000 | -0.93429 | 40.7507 | 0.22927 | -0.53371 | -50.5196 | 5.3099 | 19.5954 | 12.4608 | 1.9966 | 2.5697 | 4.2903 | 1.583 | 1.0512 | 1.7458 | 4.2098 | 2.1501 | 0.60992 | 0.4082
23 | 25500 | -0.87512 | 40.7758 | 0.25486 | -0.50488 | -50.486 | 5.236 | 19.561 | 12.4648 | 2.0491 | 2.5919 | 4.2712 | 1.5798 | 1.1149 | 1.7535 | 4.0865 | 2.0852 | 0.65138 | 0.36286
23 | 26000 | -0.80293 | 40.8388 | 0.20866 | -0.51804 | -50.4909 | 5.2297 | 19.4323 | 12.4582 | 2.2055 | 2.5874 | 4.2657 | 1.5797 | 1.1345 | 1.6441 | 4.0389 | 2.1636 | 0.60883 | 0.38899
23 | 26500 | -0.79628 | 40.7501 | 0.17323 | -0.58469 | -50.544 | 5.2546 | 19.426 | 12.4919 | 2.1442 | 2.6715 | 4.2601 | 1.5701 | 1.2192 | 1.616 | 4.0414 | 2.1987 | 0.57558 | 0.50542
23 | 27000 | -0.75854 | 40.7493 | 0.14728 | -0.60403 | -50.4275 | 5.2658 | 19.4228 | 12.4349 | 2.1569 | 2.6715 | 4.3479 | 1.5303 | 1.2403 | 1.6057 | 4.0147 | 2.2979 | 0.51883 | 0.35905
23 | 27500 | -0.638 | 40.6953 | 0.084644 | -0.61537 | -50.4671 | 5.2556 | 19.4695 | 12.4111 | 2.1437 | 2.6701 | 4.3365 | 1.5052 | 1.3126 | 1.6165 | 3.9554 | 2.3376 | 0.50007 | 0.3999
23 | 28000 | -0.65242 | 40.7067 | 0.1707 | -0.5595 | -50.3891 | 5.2853 | 19.446 | 12.3262 | 2.2314 | 2.6744 | 4.2457 | 1.4657 | 1.3213 | 1.6035 | 3.9604 | 2.2542 | 0.54288 | 0.33978
23 | 28500 | -0.67547 | 40.7045 | 0.18136 | -0.56452 | -50.2615 | 5.316 | 19.3976 | 12.3374 | 2.2145 | 2.7358 | 4.2438 | 1.4241 | 1.2829 | 1.6756 | 3.9092 | 2.2458 | 0.38668 | 0.41931
23 | 29000 | -0.60106 | 40.7468 | 0.12537 | -0.53119 | -50.3303 | 5.3135 | 19.2606 | 12.4245 | 2.2316 | 2.733 | 4.2502 | 1.4133 | 1.2769 | 1.6771 | 3.9473 | 2.3114 | 0.37017 | 0.35378
23 | 29500 | -0.5877 | 40.7613 | 0.19033 | -0.50033 | -50.2485 | 5.3372 | 19.2396 | 12.4215 | 2.175 | 2.6555 | 4.1488 | 1.4055 | 1.2955 | 1.6143 | 3.9106 | 2.3336 | 0.40909 | 0.41161
23 | 30000 | -0.56177 | 40.7384 | 0.18312 | -0.4721 | -50.3111 | 5.3989 | 19.2186 | 12.424 | 2.0777 | 2.6494 | 4.1703 | 1.4241 | 1.2379 | 1.5788 | 3.942 | 2.3811 | 0.36458 | 0.52925
23 | 30500 | -0.5341 | 40.7488 | 0.22138 | -0.39653 | -50.1919 | 5.4361 | 19.2357 | 12.4324 | 2.0503 | 2.5909 | 4.1805 | 1.4068 | 1.1984 | 1.6114 | 3.8656 | 2.3176 | 0.35422 | 0.44535
23 | 31000 | -0.55543 | 40.7831 | 0.2501 | -0.36447 | -50.2567 | 5.4604 | 19.2785 | 12.355 | 1.9239 | 2.6251 | 4.1652 | 1.5096 | 1.1507 | 1.6792 | 3.8988 | 2.2856 | 0.34695 | 0.43748
23 | 31500 | -0.4666 | 40.8044 | 0.26027 | -0.41331 | -50.1965 | 5.483 | 19.2643 | 12.341 | 1.9568 | 2.5613 | 4.1701 | 1.577 | 1.1798 | 1.5776 | 3.8772 | 2.2034 | 0.36736 | 0.42585
23 | 32000 | -0.48118 | 40.7508 | 0.28782 | -0.44377 | -50.1739 | 5.4459 | 19.258 | 12.4022 | 1.8644 | 2.5771 | 4.2457 | 1.5955 | 1.1765 | 1.5991 | 3.8725 | 2.1555 | 0.38775 | 0.4531
23 | 32500 | -0.42692 | 40.7131 | 0.28966 | -0.47523 | -50.164 | 5.4232 | 19.2391 | 12.3567 | 1.9261 | 2.579 | 4.2051 | 1.6907 | 1.2247 | 1.6312 | 3.7536 | 2.1109 | 0.41569 | 0.48047
23 | 33000 | -0.4024 | 40.6735 | 0.23244 | -0.50056 | -50.1759 | 5.441 | 19.1413 | 12.4248 | 1.88 | 2.5873 | 4.264 | 1.6438 | 1.2861 | 1.6375 | 3.6736 | 2.081 | 0.49523 | 0.59025
23 | 33500 | -0.44335 | 40.5981 | 0.20366 | -0.53921 | -50.1287 | 5.4385 | 19.1614 | 12.3185 | 1.938 | 2.6221 | 4.3282 | 1.6863 | 1.3719 | 1.5989 | 3.7394 | 2.0799 | 0.46672 | 0.53266
23 | 34000 | -0.41764 | 40.5953 | 0.1883 | -0.48488 | -50.1408 | 5.4031 | 19.1509 | 12.2907 | 1.9237 | 2.5806 | 4.364 | 1.7004 | 1.3581 | 1.5241 | 3.8069 | 2.0568 | 0.46974 | 0.60383
23 | 34500 | -0.44989 | 40.6097 | 0.17693 | -0.50797 | -50.0964 | 5.4218 | 19.0836 | 12.3323 | 1.9102 | 2.6395 | 4.3424 | 1.7486 | 1.4045 | 1.5372 | 3.7197 | 2.0991 | 0.41424 | 0.58739
23 | 35000 | -0.4745 | 40.6111 | 0.25894 | -0.48149 | -50.064 | 5.4863 | 19.0162 | 12.3037 | 1.9116 | 2.6836 | 4.3403 | 1.6861 | 1.434 | 1.4817 | 3.7487 | 2.0441 | 0.38644 | 0.60032
23 | 35500 | -0.41261 | 40.6219 | 0.26388 | -0.53474 | -50.1584 | 5.495 | 19.0428 | 12.2742 | 1.8837 | 2.6997 | 4.396 | 1.6527 | 1.4748 | 1.4952 | 3.7505 | 2.0133 | 0.39561 | 0.61924
23 | 36000 | -0.39139 | 40.6285 | 0.26542 | -0.54175 | -50.2031 | 5.5127 | 19.083 | 12.3327 | 1.8545 | 2.6692 | 4.3962 | 1.5714 | 1.4642 | 1.4158 | 3.7479 | 2.0307 | 0.53148 | 0.60572
23 | 36500 | -0.37935 | 40.6047 | 0.28959 | -0.48917 | -50.1545 | 5.5004 | 19.1236 | 12.2616 | 1.8625 | 2.6755 | 4.4067 | 1.4982 | 1.4314 | 1.3871 | 3.7527 | 2.1021 | 0.516 | 0.58406
23 | 37000 | -0.32963 | 40.5642 | 0.27885 | -0.54538 | -50.1589 | 5.4841 | 19.1211 | 12.2763 | 1.8508 | 2.6985 | 4.4448 | 1.5229 | 1.4786 | 1.3945 | 3.6985 | 2.1137 | 0.50424 | 0.57575
23 | 37500 | -0.37207 | 40.5771 | 0.21471 | -0.53194 | -50.1668 | 5.5422 | 19.1014 | 12.2774 | 1.8084 | 2.7444 | 4.4233 | 1.478 | 1.5055 | 1.4246 | 3.7091 | 2.128 | 0.5088 | 0.6007
23 | 38000 | -0.48541 | 40.621 | 0.17701 | -0.56534 | -50.135 | 5.5216 | 19.0188 | 12.3579 | 1.7445 | 2.7458 | 4.445 | 1.4946 | 1.4596 | 1.4154 | 3.7492 | 2.1148 | 0.5703 | 0.72328
23 | 38500 | -0.4908 | 40.6392 | 0.21086 | -0.55162 | -50.2169 | 5.5853 | 19.0689 | 12.3785 | 1.7713 | 2.6889 | 4.4357 | 1.4738 | 1.4274 | 1.4026 | 3.7655 | 2.1271 | 0.61399 | 0.64342
23 | 39000 | -0.48708 | 40.6374 | 0.22615 | -0.54574 | -50.1631 | 5.5441 | 19.0652 | 12.4036 | 1.7464 | 2.6556 | 4.4588 | 1.4738 | 1.414 | 1.4174 | 3.7933 | 2.1 | 0.58358 | 0.64983
23 | 39500 | -0.47624 | 40.7393 | 0.23283 | -0.48696 | -50.1593 | 5.5675 | 19.0765 | 12.3716 | 1.7264 | 2.5649 | 4.4591 | 1.5337 | 1.3686 | 1.4996 | 3.7964 | 2.0493 | 0.52945 | 0.58033
23 | 40000 | -0.4306 | 40.8071 | 0.25808 | -0.555 | -50.1718 | 5.5885 | 19.08 | 12.3607 | 1.7153 | 2.5568 | 4.4532 | 1.4846 | 1.3529 | 1.5115 | 3.8235 | 2.0248 | 0.53821 | 0.57524
23 | 40500 | -0.40271 | 40.822 | 0.25404 | -0.63972 | -50.1864 | 5.543 | 19.0741 | 12.3564 | 1.7764 | 2.5515 | 4.4187 | 1.5168 | 1.2835 | 1.5273 | 3.8615 | 2.0012 | 0.63143 | 0.58399
23 | 41000 | -0.38217 | 40.8236 | 0.241 | -0.62851 | -50.1744 | 5.5723 | 19.0509 | 12.3269 | 1.8119 | 2.5689 | 4.4811 | 1.4874 | 1.2877 | 1.5388 | 3.8847 | 1.9864 | 0.59675 | 0.49963
23 | 41500 | -0.40724 | 40.7484 | 0.23274 | -0.57069 | -50.0789 | 5.5149 | 19.0644 | 12.3499 | 1.8077 | 2.5737 | 4.513 | 1.4715 | 1.2728 | 1.4751 | 3.8878 | 2.0138 | 0.53939 | 0.56477
23 | 42000 | -0.39219 | 40.719 | 0.20946 | -0.54264 | -50.0936 | 5.5575 | 19.1549 | 12.3294 | 1.7545 | 2.5738 | 4.5287 | 1.4815 | 1.2512 | 1.459 | 3.8852 | 2.0238 | 0.50246 | 0.57121
23 | 42500 | -0.4157 | 40.7423 | 0.14074 | -0.51025 | -50.0497 | 5.5403 | 19.0995 | 12.3755 | 1.74 | 2.5955 | 4.4904 | 1.4619 | 1.2726 | 1.5036 | 3.8447 | 2.0355 | 0.51727 | 0.58895
23 | 43000 | -0.40821 | 40.7981 | 0.16245 | -0.49791 | -50.0804 | 5.5726 | 19.0825 | 12.4032 | 1.7154 | 2.6082 | 4.459 | 1.5213 | 1.2228 | 1.5085 | 3.8203 | 2.0166 | 0.50384 | 0.5647
23 | 43500 | -0.44278 | 40.7888 | 0.15324 | -0.47151 | -50.0694 | 5.5897 | 19.0975 | 12.3972 | 1.711 | 2.5842 | 4.4169 | 1.4667 | 1.2917 | 1.5193 | 3.8225 | 2.0449 | 0.48693 | 0.58635
23 | 44000 | -0.46444 | 40.7639 | 0.17861 | -0.46953 | -50.0855 | 5.6274 | 19.0908 | 12.4476 | 1.7065 | 2.5636 | 4.4429 | 1.4148 | 1.294 | 1.4872 | 3.8012 | 2.0682 | 0.57871 | 0.52706
23 | 44500 | -0.40758 | 40.7185 | 0.19059 | -0.46768 | -50.0098 | 5.6284 | 19.0305 | 12.449 | 1.6789 | 2.5456 | 4.4454 | 1.4367 | 1.2772 | 1.4511 | 3.7967 | 2.1253 | 0.54067 | 0.54349
23 | 45000 | -0.41113 | 40.7061 | 0.15514 | -0.47301 | -50.0078 | 5.6065 | 19.0424 | 12.4723 | 1.6833 | 2.57 | 4.4035 | 1.4773 | 1.2988 | 1.4967 | 3.7415 | 2.1719 | 0.58017 | 0.45935
23 | 45500 | -0.42116 | 40.6835 | 0.16217 | -0.42695 | -50.0709 | 5.6509 | 19.0848 | 12.4737 | 1.716 | 2.536 | 4.3648 | 1.5139 | 1.2954 | 1.4435 | 3.7753 | 2.2269 | 0.50538 | 0.45987
23 | 46000 | -0.42164 | 40.6676 | 0.1787 | -0.43913 | -50.1203 | 5.6795 | 19.0658 | 12.4492 | 1.7452 | 2.5076 | 4.3476 | 1.578 | 1.2864 | 1.459 | 3.7997 | 2.2735 | 0.48547 | 0.4309
23 | 46500 | -0.39187 | 40.6128 | 0.22258 | -0.39994 | -50.0939 | 5.6075 | 19.0377 | 12.4574 | 1.7301 | 2.54 | 4.4166 | 1.6124 | 1.2726 | 1.4871 | 3.7657 | 2.3084 | 0.45081 | 0.33693
23 | 47000 | -0.41357 | 40.6565 | 0.23969 | -0.33297 | -50.0793 | 5.6036 | 19.0239 | 12.4314 | 1.7309 | 2.4995 | 4.4079 | 1.5823 | 1.2739 | 1.4656 | 3.7554 | 2.3013 | 0.43689 | 0.38995
23 | 47500 | -0.40833 | 40.6762 | 0.26484 | -0.32653 | -50.0952 | 5.5845 | 19.0021 | 12.4243 | 1.7025 | 2.5171 | 4.4026 | 1.6043 | 1.2296 | 1.4649 | 3.7554 | 2.313 | 0.45866 | 0.40304
23 | 48000 | -0.39707 | 40.7412 | 0.27104 | -0.3534 | -50.1325 | 5.5657 | 19.0272 | 12.3863 | 1.6754 | 2.5156 | 4.4408 | 1.6236 | 1.217 | 1.4795 | 3.7265 | 2.3587 | 0.45565 | 0.37201
23 | 48500 | -0.402 | 40.7238 | 0.27296 | -0.38625 | -50.1989 | 5.6257 | 19.0229 | 12.3516 | 1.7057 | 2.5254 | 4.4524 | 1.5691 | 1.2352 | 1.5241 | 3.746 | 2.4002 | 0.42364 | 0.38141
23 | 49000 | -0.40582 | 40.7355 | 0.24197 | -0.38598 | -50.2404 | 5.5539 | 19.014 | 12.3942 | 1.7725 | 2.5366 | 4.4691 | 1.5402 | 1.2544 | 1.5283 | 3.6851 | 2.4138 | 0.48156 | 0.38427
23 | 49500 | -0.40393 | 40.7774 | 0.23864 | -0.4381 | -50.2095 | 5.5486 | 18.9962 | 12.3794 | 1.8187 | 2.4661 | 4.5387 | 1.5983 | 1.2035 | 1.5054 | 3.7167 | 2.4144 | 0.45856 | 0.36385
23 | 50000 | -0.40165 | 40.8255 | 0.21701 | -0.4041 | -50.2676 | 5.4928 | 19.0382 | 12.3771 | 1.7784 | 2.4882 | 4.5213 | 1.6423 | 1.2098 | 1.499 | 3.7116 | 2.4432 | 0.43417 | 0.36791
23 | 50500 | -0.46171 | 40.8198 | 0.21786 | -0.40019 | -50.3268 | 5.4603 | 18.9615 | 12.4648 | 1.7328 | 2.4499 | 4.545 | 1.6412 | 1.3054 | 1.488 | 3.7428 | 2.4593 | 0.46298 | 0.41003
23 | 51000 | -0.45245 | 40.8499 | 0.22107 | -0.42897 | -50.2827 | 5.4276 | 18.9165 | 12.491 | 1.7301 | 2.4728 | 4.5468 | 1.6726 | 1.2618 | 1.5237 | 3.6441 | 2.4637 | 0.5192 | 0.39629
23 | 51500 | -0.46021 | 40.8698 | 0.19244 | -0.42365 | -50.3251 | 5.4543 | 18.9311 | 12.4752 | 1.7246 | 2.4964 | 4.5625 | 1.6335 | 1.2844 | 1.5202 | 3.6598 | 2.4263 | 0.52047 | 0.43105
23 | 52000 | -0.45881 | 40.8262 | 0.16692 | -0.39134 | -50.3505 | 5.4898 | 18.95 | 12.4703 | 1.7248 | 2.4934 | 4.5433 | 1.6423 | 1.2755 | 1.5103 | 3.6566 | 2.4268 | 0.53738 | 0.45986
23 | 52500 | -0.48077 | 40.7552 | 0.14632 | -0.38037 | -50.3229 | 5.4675 | 18.9418 | 12.5129 | 1.6878 | 2.5289 | 4.601 | 1.6795 | 1.2175 | 1.5115 | 3.6868 | 2.4528 | 0.52565 | 0.44189
23 | 53000 | -0.4328 | 40.7957 | 0.12953 | -0.43089 | -50.3133 | 5.5361 | 18.9194 | 12.4765 | 1.711 | 2.5772 | 4.5967 | 1.6289 | 1.2086 | 1.5518 | 3.6652 | 2.479 | 0.48751 | 0.38683
23 | 53500 | -0.43441 | 40.8228 | 0.19039 | -0.43126 | -50.297 | 5.534 | 18.8417 | 12.4679 | 1.7063 | 2.6551 | 4.5864 | 1.6318 | 1.2056 | 1.5211 | 3.7064 | 2.449 | 0.43798 | 0.37919
23 | 54000 | -0.40921 | 40.7892 | 0.19834 | -0.38756 | -50.2809 | 5.5801 | 18.843 | 12.4033 | 1.7425 | 2.6446 | 4.568 | 1.6619 | 1.2195 | 1.5106 | 3.6746 | 2.4442 | 0.41222 | 0.35877
23 | 54500 | -0.42831 | 40.7691 | 0.21528 | -0.36732 | -50.2216 | 5.5351 | 18.8067 | 12.3884 | 1.7341 | 2.6471 | 4.5613 | 1.6773 | 1.1896 | 1.5129 | 3.628 | 2.4929 | 0.44408 | 0.38838
23 | 55000 | -0.36254 | 40.7831 | 0.18925 | -0.37213 | -50.2076 | 5.5002 | 18.799 | 12.4478 | 1.7011 | 2.5869 | 4.5448 | 1.6769 | 1.1873 | 1.4844 | 3.6453 | 2.5106 | 0.48845 | 0.37015
23 | 55500 | -0.33314 | 40.8258 | 0.1309 | -0.36832 | -50.222 | 5.48 | 18.8133 | 12.4429 | 1.6634 | 2.5815 | 4.5368 | 1.6713 | 1.2177 | 1.4782 | 3.7042 | 2.502 | 0.49417 | 0.35445
23 | 56000 | -0.34969 | 40.8416 | 0.081593 | -0.34308 | -50.1876 | 5.4906 | 18.8136 | 12.3809 | 1.6568 | 2.6356 | 4.5441 | 1.6666 | 1.2494 | 1.4773 | 3.6576 | 2.5068 | 0.53755 | 0.31329
23 | 56500 | -0.3532 | 40.8139 | 0.10349 | -0.39393 | -50.1465 | 5.4986 | 18.7964 | 12.4121 | 1.6691 | 2.6237 | 4.5319 | 1.643 | 1.2882 | 1.532 | 3.6244 | 2.4995 | 0.50843 | 0.32188
23 | 57000 | -0.34309 | 40.8481 | 0.13185 | -0.37498 | -50.1751 | 5.5151 | 18.7684 | 12.3653 | 1.7284 | 2.6277 | 4.5325 | 1.6377 | 1.263 | 1.5422 | 3.626 | 2.5046 | 0.49933 | 0.27604
23 | 57500 | -0.33108 | 40.866 | 0.14918 | -0.3317 | -50.1159 | 5.4986 | 18.7605 | 12.3124 | 1.7202 | 2.628 | 4.533 | 1.6344 | 1.2032 | 1.5165 | 3.6243 | 2.5244 | 0.47067 | 0.31026
23 | 58000 | -0.31621 | 40.84 | 0.1741 | -0.3128 | -50.085 | 5.4927 | 18.7413 | 12.3057 | 1.7308 | 2.6661 | 4.5481 | 1.6337 | 1.1959 | 1.5295 | 3.5695 | 2.5019 | 0.46749 | 0.29022
23 | 58500 | -0.32217 | 40.8639 | 0.17704 | -0.30286 | -49.988 | 5.536 | 18.7186 | 12.2708 | 1.7078 | 2.6804 | 4.4818 | 1.5824 | 1.2422 | 1.5242 | 3.5746 | 2.5212 | 0.46151 | 0.24376
23 | 59000 | -0.32547 | 40.8149 | 0.21368 | -0.31792 | -50.0014 | 5.5553 | 18.7464 | 12.251 | 1.6823 | 2.6379 | 4.4538 | 1.6063 | 1.2734 | 1.546 | 3.5909 | 2.5357 | 0.45149 | 0.2586
23 | 59500 | -0.34154 | 40.8381 | 0.20076 | -0.27873 | -50.0185 | 5.5409 | 18.741 | 12.2656 | 1.6626 | 2.632 | 4.4588 | 1.6123 | 1.2218 | 1.5585 | 3.6066 | 2.5172 | 0.47307 | 0.28251
23 | 60000 | -0.32261 | 40.809 | 0.20921 | -0.27411 | -50.0502 | 5.5399 | 18.7373 | 12.3367 | 1.6487 | 2.6044 | 4.4752 | 1.6345 | 1.2467 | 1.5285 | 3.6164 | 2.5231 | 0.44804 | 0.26249
23 | 60500 | -0.31147 | 40.7809 | 0.22073 | -0.29222 | -50.0188 | 5.5427 | 18.7314 | 12.2933 | 1.6955 | 2.5709 | 4.4726 | 1.6113 | 1.2519 | 1.5014 | 3.656 | 2.5364 | 0.41729 | 0.31321
23 | 61000 | -0.30771 | 40.8303 | 0.21666 | -0.29425 | -50.0187 | 5.5296 | 18.7572 | 12.2951 | 1.7215 | 2.5842 | 4.489 | 1.5754 | 1.2191 | 1.5282 | 3.6654 | 2.5005 | 0.40872 | 0.27281
23 | 61500 | -0.29363 | 40.7835 | 0.20369 | -0.26728 | -49.9715 | 5.525 | 18.7706 | 12.2702 | 1.7506 | 2.5857 | 4.4693 | 1.5693 | 1.1891 | 1.5178 | 3.6454 | 2.5118 | 0.43661 | 0.27704
23 | 62000 | -0.29653 | 40.7904 | 0.21596 | -0.25047 | -49.9816 | 5.5011 | 18.7855 | 12.2995 | 1.7473 | 2.6204 | 4.4419 | 1.5529 | 1.168 | 1.5364 | 3.6492 | 2.4969 | 0.42754 | 0.26871
23 | 62500 | -0.31936 | 40.8174 | 0.16786 | -0.27785 | -49.9719 | 5.5272 | 18.7679 | 12.3341 | 1.7517 | 2.6434 | 4.4402 | 1.5817 | 1.1545 | 1.5419 | 3.6278 | 2.4811 | 0.42553 | 0.27972
23 | 63000 | -0.26817 | 40.7952 | 0.18604 | -0.24803 | -49.9883 | 5.4974 | 18.8026 | 12.2859 | 1.7551 | 2.6645 | 4.421 | 1.5941 | 1.1469 | 1.5508 | 3.5936 | 2.4742 | 0.44812 | 0.262
23 | 63500 | -0.26707 | 40.8241 | 0.14172 | -0.23225 | -50.0208 | 5.4479 | 18.8079 | 12.2733 | 1.7352 | 2.6638 | 4.4305 | 1.5905 | 1.1813 | 1.5178 | 3.6141 | 2.4439 | 0.52576 | 0.29556
23 | 64000 | -0.27793 | 40.8255 | 0.10526 | -0.21393 | -49.9397 | 5.4161 | 18.8118 | 12.3033 | 1.7385 | 2.6599 | 4.4115 | 1.5896 | 1.1867 | 1.5215 | 3.6532 | 2.4211 | 0.50308 | 0.25757
23 | 64500 | -0.27907 | 40.8391 | 0.11688 | -0.22708 | -49.9871 | 5.3599 | 18.7991 | 12.3445 | 1.7435 | 2.6633 | 4.4159 | 1.598 | 1.1842 | 1.5234 | 3.6644 | 2.4135 | 0.52963 | 0.27087
23 | 65000 | -0.2845 | 40.8675 | 0.096793 | -0.22545 | -50.0078 | 5.3878 | 18.8189 | 12.35 | 1.7228 | 2.6622 | 4.4391 | 1.603 | 1.1632 | 1.4875 | 3.6223 | 2.4348 | 0.56614 | 0.26897
23 | 65500 | -0.29853 | 40.8604 | 0.105 | -0.21413 | -50.0118 | 5.3905 | 18.8266 | 12.3466 | 1.7597 | 2.6998 | 4.4271 | 1.565 | 1.1744 | 1.4742 | 3.6415 | 2.424 | 0.5521 | 0.25081
23 | 66000 | -0.29421 | 40.8337 | 0.094694 | -0.2008 | -49.992 | 5.3782 | 18.7801 | 12.3817 | 1.7135 | 2.7135 | 4.4529 | 1.5598 | 1.1676 | 1.5193 | 3.6382 | 2.4372 | 0.53975 | 0.24993
23 | 66500 | -0.27373 | 40.8348 | 0.12762 | -0.19286 | -50.0092 | 5.4013 | 18.7608 | 12.4152 | 1.6967 | 2.7099 | 4.4814 | 1.5333 | 1.2001 | 1.4745 | 3.6241 | 2.4701 | 0.50883 | 0.21019
23 | 67000 | -0.25354 | 40.8411 | 0.12218 | -0.18631 | -49.9753 | 5.4243 | 18.722 | 12.4203 | 1.7325 | 2.6938 | 4.4613 | 1.4976 | 1.1784 | 1.4833 | 3.6386 | 2.4606 | 0.53874 | 0.17315
23 | 67500 | -0.2602 | 40.8729 | 0.11728 | -0.15795 | -49.9878 | 5.4161 | 18.732 | 12.394 | 1.741 | 2.6986 | 4.4616 | 1.5012 | 1.192 | 1.4432 | 3.6501 | 2.46 | 0.57384 | 0.12521
23 | 68000 | -0.26342 | 40.8657 | 0.13055 | -0.14657 | -50.0364 | 5.4259 | 18.7576 | 12.3803 | 1.7643 | 2.6816 | 4.5007 | 1.4921 | 1.2116 | 1.4225 | 3.6594 | 2.4581 | 0.56992 | 0.099343
23 | 68500 | -0.24525 | 40.8923 | 0.087552 | -0.15778 | -50.0137 | 5.3996 | 18.7525 | 12.3981 | 1.7773 | 2.6365 | 4.4938 | 1.4972 | 1.2243 | 1.4032 | 3.6514 | 2.4906 | 0.6101 | 0.075423
23 | 69000 | -0.25035 | 40.9052 | 0.080116 | -0.15675 | -50.0623 | 5.4175 | 18.7458 | 12.4013 | 1.7878 | 2.6084 | 4.5085 | 1.5109 | 1.2285 | 1.4221 | 3.6543 | 2.5289 | 0.57849 | 0.064502
23 | 69500 | -0.2563 | 40.8641 | 0.086394 | -0.15681 | -50.0966 | 5.4508 | 18.7494 | 12.3593 | 1.8228 | 2.5816 | 4.5702 | 1.4806 | 1.2103 | 1.4507 | 3.6357 | 2.5855 | 0.56533 | 0.06997
23 | 70000 | -0.22639 | 40.8559 | 0.094204 | -0.1384 | -50.1074 | 5.4348 | 18.777 | 12.3032 | 1.8475 | 2.5525 | 4.5541 | 1.4851 | 1.197 | 1.4346 | 3.6503 | 2.5861 | 0.57193 | 0.10108
23 | 70500 | -0.22197 | 40.8656 | 0.10319 | -0.14393 | -50.1439 | 5.4491 | 18.7559 | 12.2809 | 1.8829 | 2.5562 | 4.533 | 1.5024 | 1.1984 | 1.4638 | 3.6689 | 2.5781 | 0.55143 | 0.093045
23 | 71000 | -0.22545 | 40.8718 | 0.11326 | -0.13978 | -50.207 | 5.4514 | 18.7664 | 12.2793 | 1.9056 | 2.5541 | 4.5707 | 1.4875 | 1.2145 | 1.4737 | 3.6522 | 2.5709 | 0.4805 | 0.15334
23 | 71500 | -0.22936 | 40.891 | 0.10126 | -0.14459 | -50.2584 | 5.4596 | 18.7498 | 12.3088 | 1.9468 | 2.568 | 4.5995 | 1.4941 | 1.2327 | 1.4351 | 3.6784 | 2.5922 | 0.42942 | 0.11854
23 | 72000 | -0.21307 | 40.9018 | 0.073644 | -0.15432 | -50.2526 | 5.4486 | 18.7491 | 12.3003 | 1.9475 | 2.5765 | 4.5974 | 1.457 | 1.2625 | 1.4583 | 3.6998 | 2.5689 | 0.43913 | 0.11248
23 | 72500 | -0.23595 | 40.8778 | 0.050513 | -0.16365 | -50.2683 | 5.4507 | 18.7608 | 12.303 | 1.9429 | 2.5743 | 4.597 | 1.4602 | 1.258 | 1.4991 | 3.7189 | 2.5864 | 0.47024 | 0.091053
23 | 73000 | -0.23187 | 40.8562 | 0.046024 | -0.16911 | -50.2499 | 5.4611 | 18.7539 | 12.2817 | 1.9426 | 2.6154 | 4.5964 | 1.4153 | 1.2369 | 1.5055 | 3.7123 | 2.56 | 0.50013 | 0.1404
23 | 73500 | -0.2167 | 40.8933 | 0.052209 | -0.16001 | -50.241 | 5.4699 | 18.7523 | 12.2562 | 1.9483 | 2.5982 | 4.616 | 1.4044 | 1.2199 | 1.4832 | 3.6879 | 2.5606 | 0.50779 | 0.14058
23 | 74000 | -0.22265 | 40.8781 | 0.064147 | -0.11733 | -50.2392 | 5.4395 | 18.7596 | 12.2764 | 1.9225 | 2.5794 | 4.6321 | 1.3968 | 1.2261 | 1.4729 | 3.6614 | 2.5843 | 0.49681 | 0.16231
23 | 74500 | -0.22771 | 40.8921 | 0.07242 | -0.14311 | -50.2938 | 5.4535 | 18.7556 | 12.274 | 1.9066 | 2.6092 | 4.5983 | 1.415 | 1.2074 | 1.4663 | 3.6851 | 2.5899 | 0.5274 | 0.18474
23 | 75000 | -0.1986 | 40.8691 | 0.081304 | -0.14581 | -50.2521 | 5.439 | 18.7142 | 12.2788 | 1.8844 | 2.6353 | 4.5952 | 1.4044 | 1.2285 | 1.481 | 3.6749 | 2.6133 | 0.47586 | 0.19428
23 | 75500 | -0.21579 | 40.8598 | 0.07704 | -0.16432 | -50.319 | 5.4768 | 18.7125 | 12.2854 | 1.9008 | 2.6505 | 4.5694 | 1.4295 | 1.2107 | 1.478 | 3.7053 | 2.6286 | 0.47288 | 0.21481
23 | 76000 | -0.19858 | 40.8097 | 0.086851 | -0.19055 | -50.3008 | 5.4614 | 18.707 | 12.2752 | 1.8663 | 2.6416 | 4.616 | 1.4416 | 1.2192 | 1.5003 | 3.6967 | 2.6159 | 0.48586 | 0.23937
23 | 76500 | -0.19214 | 40.814 | 0.12587 | -0.18442 | -50.3439 | 5.4511 | 18.6919 | 12.3038 | 1.8753 | 2.6202 | 4.6073 | 1.4465 | 1.2196 | 1.4977 | 3.7077 | 2.6249 | 0.48407 | 0.22369
23 | 77000 | -0.20682 | 40.803 | 0.15191 | -0.22292 | -50.3223 | 5.4413 | 18.6792 | 12.302 | 1.8898 | 2.6263 | 4.612 | 1.4421 | 1.2529 | 1.4824 | 3.7407 | 2.613 | 0.48906 | 0.19939
23 | 77500 | -0.23567 | 40.8217 | 0.17534 | -0.2504 | -50.3113 | 5.4109 | 18.6419 | 12.3327 | 1.8839 | 2.6361 | 4.6015 | 1.4382 | 1.2582 | 1.4869 | 3.7519 | 2.6195 | 0.51468 | 0.19693
23 | 78000 | -0.20639 | 40.8168 | 0.19261 | -0.23689 | -50.2964 | 5.3708 | 18.6157 | 12.308 | 1.8548 | 2.6342 | 4.6026 | 1.4648 | 1.2625 | 1.4877 | 3.7744 | 2.5808 | 0.57001 | 0.177
23 | 78500 | -0.21062 | 40.8209 | 0.20315 | -0.24406 | -50.3071 | 5.3896 | 18.5951 | 12.2706 | 1.884 | 2.6462 | 4.6164 | 1.475 | 1.2817 | 1.5048 | 3.7787 | 2.6019 | 0.53084 | 0.13598
23 | 79000 | -0.19434 | 40.8068 | 0.16665 | -0.23711 | -50.2838 | 5.3564 | 18.6073 | 12.2723 | 1.8892 | 2.6576 | 4.6196 | 1.5138 | 1.2635 | 1.5171 | 3.7791 | 2.599 | 0.49825 | 0.14172
23 | 79500 | -0.16437 | 40.8248 | 0.1714 | -0.26135 | -50.3033 | 5.3844 | 18.6112 | 12.2465 | 1.8778 | 2.6507 | 4.6221 | 1.5436 | 1.2346 | 1.5201 | 3.774 | 2.626 | 0.50546 | 0.10927
23 | 80000 | -0.15555 | 40.819 | 0.14704 | -0.25615 | -50.2966 | 5.3827 | 18.6051 | 12.2392 | 1.8827 | 2.6557 | 4.6238 | 1.5514 | 1.2306 | 1.5125 | 3.7486 | 2.6114 | 0.50302 | 0.16873
23 | 80500 | -0.15518 | 40.8215 | 0.11257 | -0.25187 | -50.299 | 5.387 | 18.5901 | 12.2174 | 1.894 | 2.6689 | 4.6472 | 1.5695 | 1.219 | 1.5025 | 3.7322 | 2.5979 | 0.50571 | 0.21368
23 | 81000 | -0.16925 | 40.8324 | 0.10146 | -0.26295 | -50.2779 | 5.4116 | 18.5946 | 12.2398 | 1.8719 | 2.6599 | 4.6492 | 1.5504 | 1.2061 | 1.5028 | 3.7583 | 2.5747 | 0.52219 | 0.20789
23 | 81500 | -0.12315 | 40.825 | 0.086516 | -0.30333 | -50.2857 | 5.4245 | 18.5967 | 12.2372 | 1.8543 | 2.6484 | 4.6419 | 1.5591 | 1.2071 | 1.5287 | 3.758 | 2.5615 | 0.56283 | 0.19345
23 | 82000 | -0.1099 | 40.8501 | 0.086359 | -0.30408 | -50.2509 | 5.4 | 18.5819 | 12.2536 | 1.8503 | 2.6486 | 4.6641 | 1.5608 | 1.1999 | 1.5443 | 3.7333 | 2.5563 | 0.55136 | 0.15706
23 | 82500 | -0.10092 | 40.8803 | 0.068318 | -0.29985 | -50.3049 | 5.4215 | 18.5684 | 12.2558 | 1.856 | 2.678 | 4.6985 | 1.598 | 1.1729 | 1.5121 | 3.7369 | 2.546 | 0.53544 | 0.15068
23 | 83000 | -0.096332 | 40.8666 | 0.060263 | -0.30696 | -50.3112 | 5.4458 | 18.5676 | 12.2351 | 1.8416 | 2.7043 | 4.6968 | 1.603 | 1.1523 | 1.543 | 3.7555 | 2.5474 | 0.50734 | 0.16097
23 | 83500 | -0.078189 | 40.8619 | 0.066775 | -0.29949 | -50.3294 | 5.4003 | 18.5762 | 12.2628 | 1.8261 | 2.6906 | 4.7311 | 1.6188 | 1.1699 | 1.5473 | 3.7464 | 2.5325 | 0.50994 | 0.13929
23 | 84000 | -0.10191 | 40.8704 | 0.095894 | -0.31635 | -50.3534 | 5.4008 | 18.586 | 12.2772 | 1.8064 | 2.7075 | 4.7133 | 1.6305 | 1.1752 | 1.5587 | 3.7533 | 2.5383 | 0.49591 | 0.13525
23 | 84500 | -0.090076 | 40.9 | 0.080722 | -0.31782 | -50.3238 | 5.4242 | 18.5793 | 12.2666 | 1.8394 | 2.7156 | 4.6954 | 1.6261 | 1.1662 | 1.4985 | 3.7345 | 2.538 | 0.50624 | 0.13379
23 | 85000 | -0.11453 | 40.8908 | 0.10587 | -0.30444 | -50.3362 | 5.4209 | 18.5572 | 12.2501 | 1.8397 | 2.7369 | 4.6814 | 1.628 | 1.1479 | 1.5067 | 3.7316 | 2.5695 | 0.48738 | 0.17435
23 | 85500 | -0.10867 | 40.9073 | 0.12293 | -0.31168 | -50.3676 | 5.3799 | 18.5949 | 12.2441 | 1.8678 | 2.7322 | 4.6854 | 1.6134 | 1.1744 | 1.4797 | 3.7602 | 2.5566 | 0.47752 | 0.16475
23 | 86000 | -0.10228 | 40.9245 | 0.10594 | -0.32699 | -50.4027 | 5.378 | 18.5964 | 12.2624 | 1.8797 | 2.7421 | 4.657 | 1.6045 | 1.1726 | 1.4912 | 3.7847 | 2.5393 | 0.46583 | 0.20104
23 | 86500 | -0.12354 | 40.9139 | 0.10836 | -0.31219 | -50.3945 | 5.3629 | 18.596 | 12.2625 | 1.8472 | 2.7701 | 4.6664 | 1.5944 | 1.1807 | 1.5131 | 3.7872 | 2.5431 | 0.46569 | 0.19167
23 | 87000 | -0.12668 | 40.9041 | 0.11771 | -0.32509 | -50.3772 | 5.3548 | 18.5762 | 12.2487 | 1.8581 | 2.7964 | 4.6427 | 1.6251 | 1.2159 | 1.5069 | 3.7783 | 2.5599 | 0.45131 | 0.16597
23 | 87500 | -0.1181 | 40.9291 | 0.11148 | -0.30581 | -50.3808 | 5.3809 | 18.5897 | 12.2481 | 1.8166 | 2.79 | 4.652 | 1.61 | 1.2122 | 1.5166 | 3.7806 | 2.5192 | 0.47746 | 0.14381
23 | 88000 | -0.11366 | 40.9142 | 0.11335 | -0.29267 | -50.3881 | 5.4131 | 18.5847 | 12.2719 | 1.782 | 2.789 | 4.6293 | 1.6077 | 1.2535 | 1.5011 | 3.7871 | 2.5288 | 0.46421 | 0.12755
23 | 88500 | -0.11954 | 40.9395 | 0.088312 | -0.30766 | -50.4023 | 5.4017 | 18.5724 | 12.2785 | 1.7998 | 2.7838 | 4.6353 | 1.6004 | 1.2668 | 1.5131 | 3.8038 | 2.5508 | 0.44126 | 0.12713
23 | 89000 | -0.091225 | 40.9472 | 0.080467 | -0.32244 | -50.4555 | 5.3986 | 18.5954 | 12.2638 | 1.7953 | 2.807 | 4.6368 | 1.6046 | 1.2792 | 1.487 | 3.826 | 2.558 | 0.47865 | 0.083934
23 | 89500 | -0.091263 | 40.9711 | 0.067693 | -0.33249 | -50.4605 | 5.3904 | 18.5983 | 12.2596 | 1.8179 | 2.7754 | 4.6586 | 1.5954 | 1.3057 | 1.4962 | 3.8091 | 2.5536 | 0.43646 | 0.12174
23 | 90000 | -0.11084 | 40.9634 | 0.062747 | -0.34139 | -50.49 | 5.3799 | 18.6347 | 12.2495 | 1.7965 | 2.791 | 4.6723 | 1.6263 | 1.3047 | 1.495 | 3.7874 | 2.5734 | 0.48061 | 0.09781
23 | 90500 | -0.12847 | 40.954 | 0.077682 | -0.32156 | -50.4976 | 5.3742 | 18.614 | 12.2522 | 1.8027 | 2.8048 | 4.6567 | 1.6475 | 1.318 | 1.4876 | 3.8073 | 2.5692 | 0.46782 | 0.086996
23 | 91000 | -0.13307 | 40.922 | 0.073436 | -0.34019 | -50.5277 | 5.3843 | 18.582 | 12.2737 | 1.8347 | 2.8101 | 4.6684 | 1.6485 | 1.3182 | 1.4854 | 3.8118 | 2.598 | 0.47811 | 0.085267
23 | 91500 | -0.13869 | 40.9283 | 0.086279 | -0.38401 | -50.4935 | 5.3587 | 18.5788 | 12.2448 | 1.8555 | 2.7879 | 4.6896 | 1.6619 | 1.3133 | 1.4917 | 3.8107 | 2.6022 | 0.46849 | 0.11122
23 | 92000 | -0.14369 | 40.892 | 0.073197 | -0.39705 | -50.4892 | 5.3639 | 18.5811 | 12.2667 | 1.8863 | 2.7829 | 4.6722 | 1.664 | 1.3082 | 1.4853 | 3.8175 | 2.598 | 0.49183 | 0.11991
23 | 92500 | -0.10788 | 40.9148 | 0.061437 | -0.39623 | -50.5076 | 5.3229 | 18.59 | 12.2721 | 1.8747 | 2.789 | 4.6805 | 1.6495 | 1.3031 | 1.4813 | 3.8262 | 2.5832 | 0.49862 | 0.13752
23 | 93000 | -0.082234 | 40.9088 | 0.033874 | -0.39397 | -50.5284 | 5.3263 | 18.5893 | 12.2781 | 1.8483 | 2.7794 | 4.6716 | 1.6547 | 1.3136 | 1.5278 | 3.8028 | 2.6137 | 0.48009 | 0.14938
23 | 93500 | -0.034178 | 40.8761 | 0.055084 | -0.39629 | -50.489 | 5.2867 | 18.5598 | 12.2701 | 1.834 | 2.7816 | 4.6763 | 1.6518 | 1.3159 | 1.5185 | 3.8192 | 2.6195 | 0.4745 | 0.1536
23 | 94000 | -0.045289 | 40.8738 | 0.066606 | -0.3966 | -50.4684 | 5.3128 | 18.5212 | 12.257 | 1.834 | 2.7685 | 4.6511 | 1.6683 | 1.308 | 1.5254 | 3.8196 | 2.6511 | 0.45921 | 0.16659
23 | 94500 | -0.05037 | 40.8847 | 0.055121 | -0.40152 | -50.4441 | 5.337 | 18.493 | 12.2526 | 1.8252 | 2.759 | 4.6486 | 1.6806 | 1.3041 | 1.5638 | 3.8276 | 2.6778 | 0.42918 | 0.13074
23 | 95000 | -0.038236 | 40.8645 | 0.084368 | -0.40602 | -50.4452 | 5.3185 | 18.4927 | 12.2351 | 1.8354 | 2.7639 | 4.636 | 1.6818 | 1.2968 | 1.5607 | 3.8405 | 2.67 | 0.42856 | 0.15366
23 | 95500 | -0.041391 | 40.8815 | 0.080438 | -0.39154 | -50.4418 | 5.3162 | 18.4867 | 12.2042 | 1.8349 | 2.7648 | 4.6246 | 1.7277 | 1.2868 | 1.5583 | 3.8482 | 2.6842 | 0.40153 | 0.14772
23 | 96000 | -0.047417 | 40.8956 | 0.078477 | -0.38098 | -50.481 | 5.3106 | 18.5025 | 12.26 | 1.8108 | 2.7616 | 4.6132 | 1.727 | 1.2678 | 1.5657 | 3.8382 | 2.6826 | 0.39946 | 0.16882
23 | 96500 | -0.062346 | 40.8816 | 0.077514 | -0.39893 | -50.4903 | 5.3146 | 18.4831 | 12.2785 | 1.807 | 2.7623 | 4.6222 | 1.7242 | 1.2715 | 1.576 | 3.8491 | 2.6836 | 0.41131 | 0.18206
23 | 97000 | -0.079934 | 40.8909 | 0.08237 | -0.37408 | -50.4817 | 5.3332 | 18.4826 | 12.261 | 1.8459 | 2.7662 | 4.6014 | 1.7138 | 1.2789 | 1.564 | 3.8512 | 2.6884 | 0.41828 | 0.13077
23 | 97500 | -0.082065 | 40.8813 | 0.077182 | -0.37951 | -50.4475 | 5.3316 | 18.4675 | 12.2399 | 1.8594 | 2.7854 | 4.5862 | 1.7216 | 1.2737 | 1.5564 | 3.839 | 2.7009 | 0.39004 | 0.17197
23 | 98000 | -0.069379 | 40.855 | 0.072716 | -0.38303 | -50.4484 | 5.3571 | 18.4791 | 12.2595 | 1.8478 | 2.7747 | 4.5955 | 1.6899 | 1.2722 | 1.5508 | 3.8313 | 2.6975 | 0.40703 | 0.18362
23 | 98500 | -0.083534 | 40.8329 | 0.046243 | -0.35723 | -50.4524 | 5.3895 | 18.4897 | 12.254 | 1.837 | 2.7458 | 4.6003 | 1.7141 | 1.2783 | 1.561 | 3.814 | 2.7143 | 0.40504 | 0.18413
23 | 99000 | -0.076394 | 40.8475 | 0.068829 | -0.37192 | -50.4763 | 5.3926 | 18.5173 | 12.2122 | 1.8346 | 2.7648 | 4.5775 | 1.7143 | 1.2884 | 1.5407 | 3.8081 | 2.714 | 0.37869 | 0.23823
23 | 99500 | -0.076925 | 40.8425 | 0.080857 | -0.3708 | -50.4612 | 5.3699 | 18.5217 | 12.2475 | 1.8072 | 2.7565 | 4.5757 | 1.7022 | 1.2868 | 1.5442 | 3.7973 | 2.7244 | 0.38851 | 0.23666
23 | 100000 | -0.098839 | 40.8164 | 0.086741 | -0.36089 | -50.4296 | 5.3815 | 18.518 | 12.2325 | 1.8209 | 2.755 | 4.554 | 1.7152 | 1.2905 | 1.5486 | 3.8121 | 2.7299 | 0.36318 | 0.23796

## SHAP_checkpoints_total
sample_count | TG1 | TG2 | TG3 | RG1 | RG2 | D1 | D2 | D3 | D4 | D5 | D6 | D7 | D8 | D9 | D10 | D11 | ES1 | ES2
100 | -75.2056 | 986.0889 | -30.3536 | -1079.1509 | -813.1292 | 120.4671 | 787.6674 | 120.3543 | 97.6339 | -62.6159 | -121.9223 | 205.905 | -43.3102 | 96.3119 | 71.1869 | 227.1314 | 172.5143 | 110.7756
500 | -50.2584 | 986.788 | -11.9134 | -853.4572 | -804.7597 | 132.3616 | 562.3964 | 284.6023 | 17.7757 | -46.8551 | 116.0423 | 18.6816 | -67.2648 | 51.4104 | 103.1573 | 166.3908 | 39.4039 | 125.8476
1000 | 35.8594 | 968.7292 | -36.3427 | -754.4983 | -792.7525 | 85.6671 | 482.6451 | 290.84 | 42.5401 | -51.2879 | 94.508 | 44.8361 | -8.5375 | 33.1192 | 122.5684 | 148.9712 | 10.1554 | 53.3288
1500 | 48.2007 | 999.3762 | -15.9274 | -782.7624 | -794.7023 | 94.2077 | 483.3928 | 269.4538 | 54.0846 | -20.2119 | 102.0978 | 56.3637 | 26.0228 | 40.2561 | 127.9918 | 102.2747 | -19.0529 | -0.71685
2000 | -0.90289 | 1011.936 | -16.6069 | -775.2225 | -818.6322 | 65.2578 | 476.4639 | 289.761 | 58.2937 | 21.6722 | 129.4732 | 50.9178 | 32.0224 | 58.9525 | 125.3542 | 72.3451 | -8.8419 | -1.8944
2500 | -4.0595 | 1018.7849 | -22.4189 | -769.9956 | -802.5373 | 77.3738 | 480.0702 | 267.2998 | 44.3115 | 47.5781 | 104.9378 | 49.841 | 23.2075 | 55.7959 | 119.1925 | 77.0004 | 1.9905 | 1.9763
3000 | -5.0188 | 1020.0853 | -10.772 | -757.3232 | -799.3362 | 65.9284 | 478.9045 | 249.662 | 48.5865 | 58.0453 | 112.9211 | 54.925 | 20.7471 | 54.0778 | 105.4415 | 81.3683 | 13.5621 | -21.4556
3500 | -1.0037 | 1003.2309 | -5.1716 | -742.6131 | -780.6692 | 73.481 | 453.4791 | 253.4738 | 28.3724 | 62.6388 | 126.1751 | 54.5731 | 21.3224 | 51.294 | 89.5606 | 62.8308 | 30.478 | -11.1034
4000 | -2.999 | 1003.1525 | -14.899 | -759.3501 | -782.8082 | 82.4684 | 452.5634 | 270.3443 | 28.1211 | 57.4268 | 119.1147 | 61.8217 | 33.17 | 60.7337 | 87.2849 | 60.8184 | 35.3168 | -21.9314
4500 | -1.4473 | 1003.8462 | -15.1545 | -747.6996 | -774.286 | 78.177 | 449.0523 | 274.9032 | 27.1396 | 60.2602 | 119.9778 | 56.8481 | 32.8958 | 45.7288 | 85.5634 | 63.8147 | 12.2088 | -1.4794
5000 | -7.6925 | 1004.3501 | -15.4217 | -747.7905 | -765.5846 | 84.1299 | 455.859 | 259.5081 | 18.0528 | 51.8582 | 125.0819 | 57.3446 | 29.6834 | 45.342 | 80.7711 | 75.6487 | 10.9951 | 8.2133
5500 | -12.1714 | 1001.5439 | -7.6902 | -760.9626 | -772.6631 | 93.6179 | 449.6996 | 260.95 | 16.9466 | 51.4172 | 139.5193 | 54.2207 | 26.5679 | 48.5515 | 79.7526 | 83.1231 | 6.1287 | 11.7973
6000 | -16.0255 | 996.867 | -5.8035 | -751.4317 | -763.9841 | 91.0265 | 451.6502 | 256.2927 | 21.263 | 54.2938 | 144.8322 | 46.7076 | 24.485 | 42.974 | 79.012 | 80.1021 | 2.5475 | 15.5405
6500 | -10.8659 | 1001.1767 | 0.51412 | -744.9311 | -770.0283 | 92.3981 | 455.8569 | 249.9109 | 16.2844 | 47.6433 | 140.3514 | 39.7132 | 24.8094 | 40.204 | 81.8038 | 80.3024 | 10.1897 | 15.0159
7000 | -9.8305 | 998.74 | -3.8774 | -748.1084 | -753.2755 | 91.4409 | 456.3678 | 244.1065 | 19.1835 | 58.0324 | 142.2598 | 44.0375 | 27.2201 | 36.6057 | 82.4065 | 78.4672 | 2.544 | 4.0287
7500 | -7.395 | 1004.5651 | 1.7033 | -739.8748 | -751.7446 | 92.0838 | 455.0806 | 239.4839 | 19.5078 | 51.8583 | 141.0389 | 47.5878 | 28.7094 | 36.9357 | 70.3216 | 83.4299 | -0.86231 | -2.0804
8000 | -11.2571 | 1000.0881 | 7.1848 | -733.2101 | -751.4127 | 95.8126 | 454.5935 | 231.1746 | 19.8515 | 50.4669 | 143.8768 | 49.2871 | 20.979 | 30.3897 | 65.8525 | 88.5296 | 5.0026 | 3.1399
8500 | -8.1688 | 995.1748 | 2.3797 | -727.9336 | -754.0214 | 98.7724 | 450.6141 | 231.596 | 18.2152 | 51.0057 | 137.5976 | 51.6835 | 21.8879 | 31.9951 | 71.5795 | 86.2505 | 8.6458 | 3.0753
9000 | -7.3331 | 991.1951 | -1.1842 | -719.907 | -745.1599 | 100.9837 | 450.928 | 230.9396 | 17.5678 | 53.5718 | 137.4648 | 49.1908 | 20.203 | 31.33 | 74.0343 | 82.1569 | 8.1484 | -3.7808
9500 | -9.5682 | 986.5453 | 1.0279 | -713.7214 | -728.5284 | 98.5165 | 441.4452 | 226.3568 | 17.7169 | 55.0934 | 131.2815 | 45.2978 | 17.7166 | 33.9082 | 75.8262 | 82.4215 | 5.4836 | 3.5297
10000 | -13.6966 | 982.4859 | 3.0022 | -714.9334 | -730.0121 | 97.5424 | 437.281 | 226.7933 | 18.4888 | 60.1461 | 137.355 | 38.4377 | 18.7919 | 31.2132 | 80.8001 | 84.0508 | 15.2706 | -2.6678
10500 | -10.9621 | 985.7174 | 4.691 | -716.9738 | -734.058 | 94.176 | 437.0994 | 227.7756 | 16.129 | 59.8866 | 135.0711 | 38.8995 | 20.5537 | 28.9681 | 80.0046 | 84.5178 | 17.8076 | 1.0455
11000 | -13.767 | 980.8376 | 4.1949 | -718.835 | -734.8352 | 97.2577 | 436.33 | 232.7733 | 16.8319 | 61.5716 | 133.9777 | 33.8436 | 23.3566 | 30.6459 | 79.6083 | 87.0145 | 21.0162 | -1.4736
11500 | -10.4782 | 977.5809 | -0.59972 | -709.5605 | -727.1904 | 97.8187 | 433.3594 | 234.2201 | 13.5647 | 55.8286 | 131.6355 | 36.0047 | 22.3108 | 32.6119 | 81.0595 | 86.5321 | 17.1599 | -1.5089
12000 | -11.6236 | 974.4172 | -4.2636 | -714.7616 | -731.8852 | 97.7247 | 437.7782 | 237.3076 | 14.8806 | 53.5143 | 130.5858 | 34.4412 | 25.4041 | 30.2831 | 86.7491 | 87.1944 | 26.2595 | -3.6568
12500 | -13.2622 | 978.8385 | -5.6826 | -722.2515 | -739.4096 | 101.5191 | 437.9542 | 238.7115 | 18.9351 | 54.531 | 133.8195 | 35.6998 | 25.6486 | 29.7066 | 84.3107 | 89.5528 | 25.1142 | -3.3867
13000 | -17.0865 | 982.3819 | -2.4255 | -724.1391 | -739.3305 | 99.4626 | 443.4437 | 242.2054 | 19.9133 | 52.8562 | 133.5088 | 37.1284 | 25.9957 | 27.1225 | 84.1432 | 88.0384 | 15.6606 | 1.4699
13500 | -17.2483 | 980.4762 | -2.6887 | -722.6288 | -741.6021 | 99.858 | 446.4769 | 243.7966 | 21.0223 | 50.4072 | 134.4265 | 41.67 | 26.6698 | 26.7377 | 81.7734 | 86.4623 | 13.989 | 0.75099
14000 | -16.5092 | 981.0956 | -2.0405 | -723.8731 | -742.5215 | 103.893 | 442.9874 | 246.8064 | 21.6988 | 52.7253 | 132.4833 | 41.4172 | 26.8917 | 25.1049 | 82.2401 | 87.7192 | 10.3995 | -0.16907
14500 | -18.6339 | 980.5304 | -2.5659 | -729.1669 | -745.0188 | 107.2485 | 443.8873 | 248.9704 | 23.8669 | 55.0104 | 134.3767 | 39.4701 | 29.4975 | 21.7907 | 83.8115 | 88.8706 | 8.8861 | -0.48249
15000 | -16.6022 | 981.0293 | 0.17693 | -727.3247 | -746.6605 | 109.9644 | 442.3937 | 247.191 | 20.1824 | 55.0284 | 136.1588 | 38.4496 | 27.661 | 22.2969 | 83.4874 | 85.2243 | 12.1724 | -0.48015
15500 | -19.4474 | 980.7945 | 1.8264 | -728.3442 | -745.6903 | 109.8228 | 438.4651 | 246.543 | 22.1873 | 55.9921 | 136.6262 | 37.6198 | 28.6858 | 24.0333 | 83.2641 | 81.3518 | 9.3031 | 7.3154
16000 | -22.2208 | 982.6956 | 4.1191 | -728.4212 | -744.878 | 109.9616 | 436.6659 | 250.8614 | 22.9483 | 55.063 | 132.4806 | 39.2595 | 28.8439 | 23.0295 | 83.2111 | 82.4492 | 3.5036 | 10.7767
16500 | -21.8744 | 982.5854 | 5.8014 | -727.4646 | -742.4405 | 111.5874 | 437.7585 | 252.649 | 23.2958 | 54.9728 | 130.9015 | 38.4873 | 27.5417 | 22.0081 | 83.2715 | 80.5092 | 1.7312 | 9.0276
17000 | -24.3295 | 981.3593 | 5.5037 | -725.3817 | -741.6317 | 111.1356 | 438.8945 | 255.4195 | 22.3353 | 53.9013 | 131.7242 | 37.315 | 27.8674 | 20.0593 | 84.9656 | 83.1191 | 1.3459 | 6.7462
17500 | -26.066 | 982.628 | 7.5154 | -722.5826 | -741.5754 | 113.1103 | 437.8584 | 253.3686 | 21.9567 | 53.0571 | 131.6693 | 39.2529 | 26.0838 | 17.242 | 82.9903 | 82.7942 | 2.9865 | 8.0596
18000 | -25.5978 | 983.4419 | 5.3265 | -723.2408 | -747.7011 | 112.5911 | 440.4872 | 252.814 | 22.1782 | 51.9284 | 132.6576 | 40.2218 | 26.381 | 18.2162 | 80.7234 | 82.2256 | 8.0268 | 9.6688
18500 | -24.3631 | 981.5038 | 4.0513 | -723.0267 | -744.7237 | 114.2447 | 439.422 | 254.3252 | 23.3441 | 49.8967 | 133.6009 | 39.3619 | 24.9437 | 19.4962 | 82.0853 | 81.0474 | 6.385 | 8.7542
19000 | -22.3464 | 984.1325 | 4.5844 | -720.2409 | -742.5848 | 114.223 | 441.4884 | 255.2992 | 22.2917 | 48.9173 | 132.6137 | 38.1306 | 25.0351 | 18.1447 | 79.1077 | 81.0901 | 6.3555 | 4.1072
19500 | -23.7687 | 981.8589 | 4.066 | -719.4595 | -739.8614 | 114.5176 | 442.1977 | 252.9738 | 23.5048 | 48.2793 | 132.9306 | 39.1717 | 25.7436 | 20.1711 | 78.5632 | 81.6962 | 7.3613 | 0.40273
20000 | -23.7974 | 982.826 | 4.0725 | -721.5048 | -742.0452 | 112.2118 | 444.9916 | 253.1516 | 26.0398 | 51.4695 | 133.7826 | 38.3869 | 25.7848 | 21.9013 | 80.7759 | 79.176 | 3.0689 | 0.057267
20500 | -21.3574 | 983.3309 | 6.022 | -719.8474 | -743.2174 | 112.0979 | 445.0428 | 253.1334 | 24.5868 | 48.1611 | 133.4378 | 38.2152 | 23.129 | 24.5044 | 78.2589 | 79.7044 | 6.1189 | -0.97241
21000 | -22.2116 | 982.595 | 6.9675 | -719.7723 | -743.6215 | 108.6541 | 445.0488 | 254.0787 | 25.3207 | 48.4007 | 131.322 | 39.6572 | 22.6626 | 25.1035 | 77.3529 | 80.9797 | 9.1263 | -1.3153
21500 | -22.8379 | 980.9053 | 4.5587 | -716.6816 | -738.1787 | 110.1246 | 441.1275 | 254.157 | 20.9989 | 47.771 | 132.8251 | 39.3096 | 19.9671 | 26.7099 | 78.3251 | 80.0829 | 9.4324 | 1.7521
22000 | -20.9384 | 981.7031 | 7.4302 | -720.6109 | -740.9192 | 107.3508 | 443.2873 | 254.6476 | 22.3227 | 47.1317 | 131.6322 | 42.4149 | 19.4559 | 26.4048 | 77.0022 | 82.0583 | 9.8354 | 0.14048
22500 | -20.8011 | 979.545 | 7.4995 | -719.8252 | -736.5342 | 107.149 | 444.4339 | 252.4798 | 23.3388 | 50.0412 | 132.1903 | 41.2194 | 20.0851 | 26.3094 | 73.7185 | 82.18 | 9.3391 | -2.0196
23000 | -23.5525 | 980.0949 | 10.0322 | -719.1847 | -734.8131 | 107.5362 | 444.0353 | 253.4359 | 26.7372 | 47.0142 | 131.6436 | 44.04 | 19.6679 | 27.4183 | 70.554 | 81.9161 | 5.9621 | -2.1885
23500 | -21.7351 | 978.1168 | 8.4449 | -717.8048 | -731.6251 | 106.7913 | 442.5419 | 253.9521 | 26.6671 | 48.6339 | 131.7296 | 41.6333 | 22.4827 | 27.3965 | 72.1378 | 80.9308 | 6.7828 | -6.7274
24000 | -21.6567 | 978.8974 | 10.9101 | -716.6757 | -733.5231 | 105.7396 | 443.2078 | 253.1734 | 25.9009 | 47.8368 | 131.3233 | 40.4215 | 23.5199 | 26.829 | 72.751 | 79.0557 | 8.432 | -5.794
24500 | -20.9013 | 981.736 | 11.8551 | -716.6426 | -734.1571 | 105.9127 | 441.3355 | 254.2762 | 25.2259 | 46.8249 | 131.6336 | 38.0523 | 24.6984 | 25.3491 | 71.3842 | 79.1066 | 9.4601 | -4.8006
25000 | -21.9475 | 983.3747 | 11.9585 | -717.3837 | -737.4845 | 104.9688 | 441.9559 | 254.9333 | 25.4803 | 49.383 | 131.659 | 39.9586 | 23.3493 | 25.5864 | 74.113 | 78.6996 | 7.0243 | -5.2801
25500 | -21.2368 | 984.3042 | 11.7746 | -716.9453 | -737.1986 | 103.9508 | 440.325 | 254.013 | 28.744 | 49.0361 | 131.2172 | 40.9723 | 24.8537 | 25.565 | 72.2356 | 76.9811 | 10.5977 | -8.8406
26000 | -20.2686 | 984.726 | 11.6662 | -718.1444 | -737.8963 | 104.6531 | 438.4351 | 253.6957 | 31.5073 | 48.7513 | 130.2018 | 39.7405 | 25.6176 | 23.9787 | 71.8513 | 79.1227 | 11.5992 | -8.8881
26500 | -19.1153 | 983.0683 | 11.2758 | -719.3992 | -739.6007 | 105.7834 | 438.2025 | 255.3624 | 30.7723 | 49.9761 | 131.4065 | 38.7852 | 25.5238 | 24.2655 | 72.4959 | 77.9996 | 10.7274 | -7.1804
27000 | -19.4942 | 983.9989 | 11.6928 | -718.0028 | -738.1614 | 106.7764 | 436.5924 | 254.6279 | 30.8584 | 49.5611 | 132.2796 | 36.5804 | 26.303 | 23.1669 | 72.9792 | 80.2899 | 11.0222 | -10.7217
27500 | -18.9403 | 982.4692 | 11.4523 | -719.6353 | -738.8011 | 106.7609 | 436.7191 | 253.3045 | 30.4928 | 48.9714 | 132.802 | 35.8505 | 28.6052 | 23.426 | 72.5347 | 81.3389 | 11.8903 | -8.892
28000 | -20.3508 | 981.0991 | 12.1253 | -717.6769 | -737.0669 | 107.8355 | 436.2345 | 252.011 | 32.1397 | 50.5713 | 131.9693 | 35.0266 | 28.9893 | 22.4786 | 72.799 | 79.8653 | 12.9233 | -10.6243
28500 | -21.1831 | 981.4939 | 12.3818 | -718.5165 | -735.0146 | 108.6834 | 435.3403 | 251.8799 | 33.3803 | 51.1801 | 131.9662 | 34.6827 | 28.6978 | 23.9983 | 73.4443 | 78.619 | 11.6852 | -12.3698
29000 | -19.7949 | 982.9312 | 10.732 | -719.741 | -734.8544 | 108.4937 | 433.5775 | 253.3756 | 33.2169 | 50.3504 | 132.2052 | 32.8472 | 29.1934 | 25.3078 | 73.1363 | 80.1236 | 12.1111 | -12.8625
29500 | -19.4362 | 983.0026 | 12.3708 | -717.6324 | -734.7899 | 107.3249 | 432.9437 | 252.7927 | 31.1022 | 49.8074 | 131.0075 | 33.8536 | 30.2792 | 23.1344 | 73.0827 | 79.9895 | 12.2706 | -10.7542
30000 | -17.8878 | 982.8249 | 11.1397 | -716.5731 | -735.6236 | 108.2055 | 432.1435 | 252.8527 | 29.5461 | 49.9893 | 131.9317 | 33.8755 | 29.4853 | 21.4809 | 73.338 | 81.0011 | 12.161 | -9.5417
30500 | -17.0013 | 981.908 | 12.1805 | -715.0691 | -733.372 | 108.2686 | 432.1131 | 252.9051 | 29.4486 | 49.9654 | 132.0862 | 33.5715 | 27.3696 | 22.4943 | 71.4734 | 80.3866 | 11.0501 | -9.4297
31000 | -16.2429 | 982.1963 | 13.5036 | -716.0492 | -734.4183 | 108.2454 | 433.7242 | 251.721 | 27.2013 | 51.1624 | 132.5027 | 34.688 | 27.3762 | 22.7994 | 72.9826 | 78.0302 | 12.2764 | -11.3503
31500 | -14.2105 | 982.9185 | 12.8045 | -715.7624 | -733.7478 | 109.0916 | 434.191 | 250.7876 | 28.3512 | 49.6233 | 132.3685 | 35.5415 | 26.828 | 21.3664 | 72.8131 | 76.6083 | 11.0508 | -10.2746
32000 | -14.6448 | 981.9256 | 13.4264 | -715.6723 | -733.6768 | 108.0065 | 433.5057 | 251.2522 | 28.1953 | 49.4288 | 133.2122 | 35.5158 | 26.4393 | 21.3282 | 73.5044 | 75.3551 | 11.3086 | -8.0612
32500 | -13.5207 | 981.6953 | 14.2626 | -716.3895 | -733.3003 | 106.4874 | 434.5028 | 251.2336 | 29.2471 | 49.4254 | 132.5123 | 38.8783 | 26.3 | 21.0972 | 72.3211 | 74.8198 | 8.9632 | -8.1867
33000 | -13.11 | 981.2863 | 12.5505 | -719.1126 | -733.8367 | 105.2141 | 433.4992 | 252.5268 | 28.7986 | 50.1722 | 132.7772 | 38.4073 | 28.0116 | 21.0745 | 71.8382 | 75.356 | 10.1789 | -5.2832
33500 | -13.3814 | 979.932 | 12.0871 | -717.767 | -733.3935 | 104.2444 | 433.1815 | 250.8089 | 30.6244 | 50.8019 | 133.4592 | 38.2379 | 28.964 | 20.5858 | 72.4595 | 75.2136 | 9.9412 | -5.6507
34000 | -12.4724 | 981.1434 | 10.887 | -720.2006 | -732.327 | 103.1279 | 433.7343 | 251.2469 | 30.8786 | 50.0279 | 134.5429 | 39.0424 | 29.4649 | 19.4291 | 73.6766 | 74.706 | 7.6876 | -4.2465
34500 | -12.6632 | 980.829 | 10.2822 | -721.7829 | -731.7061 | 105.0674 | 433.5888 | 252.2138 | 31.1238 | 51.398 | 134.5527 | 39.6483 | 29.9688 | 20.0173 | 72.0638 | 74.2873 | 6.2667 | -4.8067
35000 | -12.4034 | 980.173 | 10.8391 | -721.7418 | -730.367 | 106.2101 | 433.4403 | 251.1295 | 31.1036 | 52.1932 | 134.6196 | 39.1034 | 30.7957 | 19.3965 | 73.0084 | 73.3085 | 4.8183 | -5.2779
35500 | -11.5995 | 980.0097 | 10.4212 | -722.8365 | -731.96 | 106.7862 | 435.1604 | 250.9693 | 29.8489 | 52.48 | 135.0463 | 38.7177 | 31.7763 | 19.957 | 73.0585 | 73.2845 | 5.7816 | -6.5526
36000 | -11.3708 | 979.641 | 9.4816 | -723.3126 | -732.5148 | 106.9968 | 436.6714 | 251.9751 | 29.9391 | 51.7448 | 135.6196 | 37.3469 | 31.5309 | 19.1518 | 72.9702 | 74.3049 | 7.1159 | -6.9429
36500 | -10.1386 | 979.2459 | 8.7521 | -721.852 | -730.8477 | 106.1743 | 437.7594 | 251.126 | 30.1995 | 51.9483 | 135.746 | 35.9861 | 30.8338 | 17.6923 | 73.1588 | 73.4526 | 7.7267 | -6.6145
37000 | -9.6621 | 978.3211 | 9.2497 | -721.9938 | -731.3509 | 106.3459 | 437.4402 | 251.6591 | 29.9657 | 51.7926 | 136.9532 | 35.7429 | 31.1429 | 18.2428 | 72.0503 | 73.7947 | 8.5793 | -7.9244
37500 | -9.3983 | 978.9943 | 8.6953 | -721.568 | -731.4856 | 107.5625 | 438.4537 | 251.5602 | 29.2362 | 51.765 | 136.5446 | 35.2706 | 31.0115 | 19.1231 | 71.5462 | 73.3006 | 8.3833 | -8.6463
38000 | -11.6222 | 979.5922 | 9.3312 | -722.058 | -731.2496 | 106.6755 | 437.1078 | 251.4875 | 28.3685 | 52.2228 | 137.4257 | 35.1756 | 30.6523 | 20.0743 | 72.158 | 72.192 | 8.3082 | -5.4926
38500 | -11.9156 | 980.1707 | 10.5473 | -723.102 | -732.784 | 107.8973 | 437.9761 | 252.2612 | 28.4212 | 50.8292 | 137.963 | 35.8266 | 29.9694 | 20.0521 | 72.7466 | 72.4132 | 8.2812 | -7.2043
39000 | -11.7354 | 980.5756 | 10.8295 | -722.7841 | -731.8508 | 107.0133 | 438.4584 | 253.1147 | 28.6566 | 49.6942 | 138.3915 | 36.4182 | 29.733 | 20.3025 | 72.566 | 71.0902 | 7.9716 | -8.0958
39500 | -12.3238 | 981.604 | 10.5197 | -720.9862 | -731.4357 | 106.6327 | 438.9528 | 251.2828 | 28.8576 | 48.5694 | 137.6548 | 37.5743 | 29.9366 | 21.7737 | 72.4208 | 70.7275 | 8.3155 | -9.7278
40000 | -11.5855 | 981.6509 | 11.0907 | -720.3176 | -732.285 | 107.1656 | 438.7505 | 251.3888 | 29.2155 | 48.5365 | 137.2766 | 36.3974 | 29.5083 | 22.7219 | 72.5826 | 69.807 | 8.045 | -9.6002
40500 | -10.8186 | 981.6914 | 11.4471 | -722.2002 | -733.4585 | 105.8004 | 438.2432 | 252.3706 | 29.9767 | 48.0381 | 137.7881 | 36.4973 | 28.9204 | 22.8134 | 73.3089 | 69.3765 | 9.4577 | -8.9034
41000 | -11.1917 | 982.0068 | 10.8356 | -722.5787 | -733.3277 | 106.9786 | 438.3329 | 251.3901 | 30.4578 | 47.1679 | 138.5502 | 36.5259 | 29.0511 | 22.8415 | 73.9698 | 68.9576 | 9.4977 | -9.1163
41500 | -11.2638 | 979.5864 | 12.0223 | -719.1448 | -731.6703 | 106.9217 | 437.0772 | 251.1341 | 30.3201 | 47.9288 | 139.2503 | 36.1241 | 28.4381 | 21.3498 | 73.2159 | 68.9224 | 8.197 | -8.0602
42000 | -10.362 | 978.671 | 10.0656 | -718.1867 | -731.3449 | 107.6946 | 438.3218 | 250.4883 | 30.37 | 48.0041 | 139.618 | 36.5327 | 27.1229 | 21.424 | 72.6942 | 69.2904 | 7.6166 | -7.6715
42500 | -10.3887 | 979.7157 | 8.5462 | -717.8168 | -730.6928 | 106.6445 | 437.2654 | 251.055 | 29.6076 | 48.9221 | 138.4671 | 35.4034 | 27.6814 | 23.0107 | 71.8342 | 69.3055 | 8.3547 | -6.5661
43000 | -10.2501 | 980.5555 | 8.7959 | -717.6794 | -731.6737 | 107.4936 | 437.7305 | 251.4787 | 28.8491 | 49.3296 | 138.0953 | 36.6321 | 26.5945 | 23.7789 | 71.7224 | 69.2463 | 7.884 | -8.2341
43500 | -10.7489 | 978.908 | 8.6059 | -716.562 | -731.3197 | 108.0319 | 437.8009 | 251.1053 | 29.1878 | 48.9573 | 137.7146 | 35.1965 | 27.2548 | 24.1908 | 71.8856 | 69.3558 | 7.4204 | -6.636
44000 | -10.3195 | 978.3053 | 8.8178 | -716.7212 | -731.656 | 108.5181 | 437.7006 | 251.4267 | 28.865 | 49.3459 | 138.6279 | 33.8527 | 27.8852 | 23.2233 | 71.0717 | 69.6445 | 8.8781 | -7.1169
44500 | -10.0231 | 977.6102 | 8.7231 | -716.4659 | -730.1684 | 108.8845 | 437.5906 | 251.3791 | 27.8566 | 48.903 | 138.7536 | 34.6274 | 27.1858 | 23.0686 | 71.6052 | 69.9577 | 8.216 | -7.3548
45000 | -10.1436 | 977.1244 | 9.0754 | -717.2765 | -730.0149 | 108.3944 | 437.4497 | 252.3508 | 27.584 | 48.9813 | 138.2771 | 35.4109 | 27.1406 | 23.2169 | 71.1861 | 70.9371 | 8.7394 | -8.0839
45500 | -10.2008 | 976.0938 | 9.1674 | -716.494 | -730.9276 | 108.4337 | 437.3109 | 252.3532 | 27.9478 | 48.8462 | 138.0464 | 35.9934 | 27.4356 | 23.1458 | 71.7598 | 71.9881 | 6.9911 | -7.5417
46000 | -9.5462 | 975.9431 | 9.2903 | -717.3053 | -732.4297 | 108.8765 | 437.2023 | 251.4979 | 28.972 | 48.2236 | 137.6849 | 37.4819 | 27.7422 | 24.0785 | 72.0661 | 71.9592 | 6.5196 | -7.9078
46500 | -9.1087 | 974.5611 | 9.5538 | -717.8618 | -731.0532 | 107.8651 | 437.2816 | 251.9828 | 28.1608 | 48.6096 | 138.4591 | 38.1375 | 28.1947 | 23.4701 | 71.2204 | 71.4338 | 7.2622 | -7.8199
47000 | -8.5532 | 975.0269 | 10.1394 | -717.8118 | -729.663 | 107.5657 | 437.3643 | 251.1585 | 28.1651 | 47.3892 | 138.2347 | 37.4619 | 28.7664 | 23.1569 | 70.8668 | 71.2318 | 7.5337 | -7.6843
47500 | -8.2035 | 974.543 | 11.1785 | -717.2227 | -729.889 | 107.5734 | 436.7683 | 250.9342 | 27.2158 | 46.8268 | 138.4977 | 38.2631 | 27.7986 | 23.4909 | 70.7027 | 72.6299 | 7.3452 | -8.104
48000 | -8.0051 | 975.6983 | 11.9357 | -717.1105 | -731.1602 | 108.1688 | 437.2912 | 249.0647 | 27.0118 | 47.3191 | 139.2903 | 37.9491 | 27.9026 | 22.9379 | 69.9501 | 73.5647 | 7.3002 | -8.7597
48500 | -7.6276 | 976.1638 | 11.7008 | -717.1116 | -732.3919 | 109.6729 | 436.8092 | 248.0879 | 27.0256 | 47.6878 | 139.7761 | 36.8542 | 27.854 | 23.6549 | 69.6526 | 74.2421 | 7.212 | -8.9139
49000 | -7.615 | 977.2759 | 10.9824 | -718.5122 | -733.2729 | 108.1804 | 437.1067 | 248.9075 | 27.8063 | 48.2936 | 140.1479 | 36.7094 | 27.8502 | 24.1594 | 68.5024 | 74.9759 | 7.6248 | -8.7737
49500 | -8.247 | 979.2577 | 11.1236 | -720.1556 | -732.9535 | 108.9325 | 437.1993 | 248.7934 | 28.6279 | 47.6344 | 141.2435 | 37.2351 | 26.4046 | 23.4958 | 69.2976 | 74.5255 | 6.7736 | -8.8394
50000 | -8.3976 | 980.5725 | 10.1219 | -719.1362 | -733.5751 | 108.337 | 437.3859 | 248.6087 | 27.9107 | 47.5992 | 141.2308 | 37.8808 | 25.4284 | 23.0061 | 69.4932 | 74.9341 | 7.1792 | -8.2306
50500 | -9.1289 | 979.8203 | 10.0172 | -718.0628 | -734.2594 | 107.1157 | 436.3507 | 250.5849 | 27.5102 | 46.9902 | 141.5539 | 38.7866 | 25.9229 | 23.1792 | 69.9378 | 74.2665 | 7.8388 | -8.0747
51000 | -8.4832 | 980.2305 | 9.7866 | -719.3357 | -733.9432 | 106.2821 | 435.7765 | 251.3628 | 27.2517 | 47.8044 | 142.069 | 39.7108 | 24.9503 | 23.9604 | 68.1633 | 74.7538 | 9.9508 | -9.942
51500 | -8.9146 | 981.0634 | 8.9648 | -719.6028 | -734.1954 | 107.0018 | 436.1468 | 251.3079 | 27.1147 | 47.9899 | 142.7796 | 38.9363 | 24.6958 | 23.8548 | 68.7416 | 75.0522 | 9.0037 | -9.5915
52000 | -8.6385 | 980.4945 | 8.2323 | -720.8544 | -733.4854 | 107.8604 | 436.5554 | 250.6476 | 27.6448 | 47.6248 | 142.1668 | 38.6848 | 24.93 | 23.3473 | 68.9262 | 75.3661 | 9.424 | -8.5776
52500 | -9.3519 | 979.5199 | 8.0263 | -721.5119 | -732.7921 | 107.6437 | 436.5737 | 251.5597 | 26.8776 | 48.7974 | 142.953 | 38.8031 | 24.3735 | 22.7982 | 69.5969 | 76.3166 | 8.5353 | -8.37
53000 | -8.5919 | 979.9845 | 7.4416 | -721.8475 | -734.0616 | 108.3041 | 436.3904 | 250.4539 | 27.4311 | 50.1041 | 143.4106 | 37.8815 | 25.1224 | 23.9799 | 69.1499 | 75.7807 | 9.4669 | -10.0517
53500 | -8.732 | 980.5103 | 8.0036 | -722.091 | -733.5743 | 108.3198 | 435.426 | 250.2845 | 27.4971 | 51.8069 | 143.2582 | 37.8833 | 25.2377 | 24.2993 | 69.8885 | 74.8363 | 8.5595 | -11.0649
54000 | -8.1775 | 979.7203 | 7.7743 | -721.8614 | -733.0048 | 108.7838 | 434.8209 | 249.294 | 28.2893 | 51.2352 | 142.7976 | 39.2609 | 25.0036 | 23.8902 | 69.3307 | 75.4755 | 8.2774 | -10.5608
54500 | -8.585 | 979.2882 | 7.2661 | -721.1774 | -731.384 | 108.1018 | 435.072 | 249.1311 | 27.9978 | 50.8917 | 142.5991 | 39.6652 | 23.9863 | 23.6376 | 69.0728 | 75.8902 | 8.3547 | -9.459
55000 | -7.9686 | 979.4481 | 6.6629 | -722.0191 | -731.2357 | 107.0411 | 435.4801 | 249.7295 | 27.0508 | 50.3521 | 142.7582 | 40.3744 | 24.1501 | 23.1999 | 69.7775 | 75.9109 | 8.9998 | -9.3631
55500 | -7.2221 | 980.1677 | 5.3719 | -720.6447 | -731.4413 | 107.0427 | 436.0001 | 249.6614 | 26.3011 | 49.5864 | 142.5398 | 39.8045 | 24.0514 | 23.0852 | 70.4963 | 75.8343 | 9.6834 | -9.969
56000 | -8.2927 | 980.5324 | 3.8377 | -719.149 | -730.7653 | 107.1851 | 435.8841 | 248.7848 | 26.3444 | 50.301 | 143.0873 | 39.7551 | 24.7623 | 23.157 | 69.6889 | 75.7234 | 10.4305 | -10.918
56500 | -7.5353 | 980.1677 | 4.1394 | -719.0984 | -730.549 | 107.3667 | 435.5243 | 248.9765 | 26.5062 | 50.4998 | 142.9868 | 38.7437 | 25.4826 | 23.0913 | 68.9846 | 75.2852 | 9.7477 | -9.9706
57000 | -7.2539 | 981.1035 | 4.5074 | -719.3345 | -730.6967 | 106.6757 | 435.2184 | 248.7056 | 27.5299 | 51.6443 | 142.9966 | 38.9421 | 24.7426 | 22.7356 | 68.5053 | 74.6115 | 9.1514 | -9.4357
57500 | -7.1362 | 981.813 | 5.3919 | -719.5285 | -729.269 | 106.0798 | 435.3525 | 247.4182 | 27.9502 | 51.8925 | 143.1295 | 38.9129 | 23.8304 | 22.4096 | 68.2197 | 74.4211 | 8.1586 | -8.697
58000 | -6.3737 | 981.3707 | 5.6874 | -719.2246 | -728.3741 | 105.4543 | 434.8719 | 247.275 | 28.1364 | 52.0184 | 143.1703 | 39.432 | 23.607 | 22.5524 | 67.5466 | 74.9426 | 7.8635 | -9.6072
58500 | -6.3248 | 982.2455 | 5.2115 | -718.605 | -726.2523 | 106.1268 | 435.2086 | 246.8304 | 28.298 | 52.1061 | 142.0153 | 38.2377 | 23.7288 | 22.5844 | 67.1155 | 75.4696 | 7.7934 | -11.4404
59000 | -5.8878 | 982.0315 | 5.5372 | -719.4418 | -726.087 | 106.6623 | 435.6566 | 246.4956 | 28.3893 | 51.4438 | 142.1418 | 38.8837 | 24.2604 | 22.5274 | 67.5605 | 75.3966 | 6.4397 | -11.6609
59500 | -5.7053 | 983.0792 | 5.5905 | -719.0979 | -726.528 | 106.5279 | 435.7724 | 246.2318 | 28.0732 | 51.3556 | 142.3627 | 39.0778 | 23.3241 | 22.7898 | 67.7688 | 75.0572 | 7.2317 | -12.5624
60000 | -4.7476 | 982.482 | 6.3233 | -718.6938 | -726.9615 | 107.0793 | 435.2336 | 247.1611 | 27.6578 | 50.8223 | 142.7183 | 39.1427 | 22.6481 | 22.603 | 67.942 | 74.902 | 7.2861 | -13.2496
60500 | -4.4511 | 982.0953 | 6.0519 | -717.4359 | -726.4176 | 106.4603 | 435.2566 | 246.4411 | 28.997 | 50.5734 | 142.6903 | 38.933 | 22.6521 | 21.3389 | 68.3335 | 75.4601 | 6.492 | -13.1219
61000 | -4.1908 | 983.0955 | 5.4448 | -718.1862 | -727.148 | 105.9731 | 435.1657 | 246.6492 | 29.5179 | 51.5758 | 143.2602 | 38.9039 | 22.0214 | 22.3482 | 68.1523 | 75.2314 | 6.4202 | -13.8855
61500 | -3.8087 | 981.5014 | 5.5908 | -717.2489 | -726.6348 | 105.4557 | 435.6542 | 245.3646 | 30.197 | 51.6564 | 142.6257 | 39.0427 | 21.7225 | 21.5602 | 67.4008 | 75.7061 | 7.1705 | -12.607
62000 | -3.6472 | 981.1838 | 5.9023 | -716.4593 | -726.457 | 105.1136 | 435.8636 | 245.8904 | 29.5655 | 52.1459 | 142.5996 | 38.5787 | 21.6649 | 21.277 | 67.2194 | 75.3328 | 7.0706 | -12.4955
62500 | -4.08 | 981.9476 | 5.0079 | -716.2432 | -726.3077 | 105.3798 | 435.6229 | 246.831 | 29.6469 | 51.9428 | 142.4144 | 38.5695 | 21.5132 | 21.5752 | 67.0518 | 75.0441 | 6.3008 | -11.8678
63000 | -3.5139 | 981.3931 | 5.4769 | -715.766 | -726.3533 | 105.3465 | 436.113 | 246.2329 | 29.5268 | 52.5105 | 141.9504 | 38.9675 | 21.1739 | 21.5565 | 66.5417 | 74.6375 | 6.1368 | -11.5818
63500 | -3.868 | 982.0071 | 4.3196 | -715.9486 | -726.7303 | 105.1373 | 436.3684 | 246.6327 | 29.2156 | 52.1422 | 141.5591 | 38.6022 | 22.0505 | 20.5011 | 67.1404 | 73.7839 | 7.4016 | -9.9656
64000 | -4.5643 | 980.9521 | 3.5206 | -714.0852 | -725.4628 | 104.7438 | 436.0201 | 246.8472 | 28.9206 | 52.3954 | 140.9593 | 39.161 | 22.3232 | 19.7843 | 68.1585 | 73.6138 | 7.749 | -10.6876
64500 | -4.1701 | 981.2388 | 3.7848 | -714.6294 | -726.6729 | 103.9712 | 435.9906 | 247.3883 | 28.6876 | 52.5161 | 141.0484 | 39.7885 | 22.3602 | 19.5934 | 68.2389 | 73.551 | 8.4648 | -10.8011
65000 | -4.15 | 981.5783 | 3.6101 | -714.8713 | -727.2142 | 104.2281 | 436.3047 | 246.9074 | 27.4861 | 52.7367 | 141.7022 | 39.8703 | 21.7487 | 19.3676 | 67.411 | 74.2929 | 9.24 | -9.8995
65500 | -5.0561 | 981.7764 | 3.304 | -714.8427 | -727.3144 | 103.8047 | 436.3132 | 246.8467 | 28.3969 | 53.0452 | 141.5772 | 39.6129 | 21.6105 | 19.7378 | 67.9887 | 74.4488 | 9.5632 | -10.4641
66000 | -4.8548 | 981.4622 | 3.1214 | -715.4615 | -726.3839 | 103.7724 | 435.568 | 248.0189 | 27.9729 | 53.0511 | 141.7533 | 39.8544 | 21.1967 | 20.7207 | 67.9295 | 74.8946 | 8.6821 | -10.9487
66500 | -4.3392 | 981.6327 | 3.5538 | -715.4928 | -726.7927 | 103.9206 | 435.2841 | 247.9526 | 28.2354 | 53.956 | 142.3167 | 39.7145 | 21.3848 | 19.699 | 67.4925 | 75.5899 | 7.7421 | -11.5008
67000 | -3.6667 | 981.7285 | 3.4403 | -714.7983 | -726.2324 | 103.877 | 434.0882 | 247.8103 | 28.9591 | 53.6955 | 141.8511 | 39.2783 | 20.6968 | 19.9188 | 67.6785 | 75.0978 | 9.4715 | -12.5453
67500 | -3.9568 | 982.1398 | 3.2711 | -714.0228 | -726.3608 | 103.6578 | 434.3767 | 247.8647 | 28.6726 | 53.8166 | 141.9738 | 39.7402 | 20.804 | 19.5071 | 68.4708 | 74.7574 | 9.4452 | -13.8085
68000 | -4.0878 | 982.0905 | 3.7823 | -714.5855 | -727.2461 | 103.9181 | 435.1427 | 247.4977 | 29.3986 | 53.7463 | 143.0593 | 39.4387 | 21.7223 | 19.0995 | 68.663 | 74.6067 | 8.7534 | -14.6507
68500 | -3.8335 | 982.6617 | 3.2777 | -714.7222 | -727.4684 | 103.8279 | 435.2691 | 247.2047 | 29.7887 | 53.1561 | 142.8573 | 39.7267 | 21.7603 | 18.7652 | 68.5358 | 74.9906 | 9.6332 | -15.0818
69000 | -3.9672 | 983.5416 | 3.4952 | -715.5308 | -727.9882 | 103.7764 | 435.497 | 247.3854 | 29.9572 | 52.622 | 143.2667 | 39.8469 | 21.5428 | 18.9955 | 68.5073 | 75.2353 | 9.7477 | -15.5818
69500 | -4.0931 | 982.866 | 3.0051 | -715.933 | -727.997 | 104.3271 | 435.4418 | 247.4055 | 30.3664 | 52.6516 | 143.8025 | 39.1389 | 21.5612 | 19.6291 | 68.4262 | 75.7123 | 9.5514 | -15.5128
70000 | -3.848 | 982.3942 | 2.9349 | -716.0064 | -727.8299 | 104.5359 | 435.9731 | 247.2293 | 31.2164 | 52.385 | 143.6298 | 39.237 | 21.4794 | 18.5656 | 68.4437 | 76.2199 | 9.2273 | -15.4381
70500 | -3.245 | 982.8669 | 2.8633 | -716.1597 | -728.7333 | 104.661 | 435.4797 | 246.3672 | 31.8348 | 52.5667 | 143.5409 | 39.9213 | 21.0592 | 18.8196 | 68.7346 | 76.4205 | 9.4069 | -16.0557
71000 | -2.921 | 982.729 | 2.7983 | -716.1787 | -729.6015 | 104.9433 | 435.9611 | 246.066 | 32.35 | 52.6092 | 143.8762 | 40.126 | 21.4571 | 19.2844 | 68.5306 | 75.8081 | 8.0366 | -15.5257
71500 | -2.43 | 983.339 | 2.746 | -717.1343 | -730.5329 | 105.6428 | 435.7256 | 246.0498 | 32.3911 | 53.0765 | 144.4426 | 40.0718 | 21.4286 | 18.726 | 68.5797 | 76.0284 | 7.5685 | -15.3701
72000 | -1.8538 | 983.1898 | 2.1236 | -716.4448 | -730.7931 | 105.2149 | 435.994 | 245.3064 | 32.9921 | 52.9103 | 144.5207 | 39.4944 | 22.3791 | 18.2769 | 69.1107 | 75.5286 | 7.4744 | -15.0752
72500 | -2.5021 | 982.9594 | 1.9572 | -716.7931 | -731.0232 | 104.9217 | 436.1929 | 245.2332 | 33.1727 | 52.5436 | 144.7008 | 39.8369 | 22.6731 | 19.0679 | 69.5318 | 75.8965 | 7.4293 | -15.4496
73000 | -2.6733 | 982.4629 | 1.7334 | -716.4905 | -730.7822 | 104.9088 | 435.9897 | 244.2136 | 33.6996 | 53.3516 | 143.956 | 39.5294 | 22.4942 | 19.3607 | 69.9573 | 75.1354 | 8.0817 | -14.5791
73500 | -2.2084 | 983.1186 | 1.6394 | -716.3979 | -730.7805 | 105.1979 | 436.1056 | 243.6822 | 33.8305 | 52.7507 | 144.0564 | 39.6555 | 22.0933 | 19.487 | 69.9474 | 74.8842 | 7.9697 | -14.6827
74000 | -2.4449 | 982.98 | 1.9391 | -716.9302 | -730.1673 | 104.95 | 436.2648 | 244.3963 | 33.3077 | 52.5105 | 144.3887 | 39.9923 | 21.9843 | 19.5836 | 70.4446 | 74.943 | 6.5724 | -14.366
74500 | -2.4009 | 983.0911 | 2.479 | -716.8543 | -731.538 | 105.6632 | 436.6458 | 244.4218 | 33.0363 | 53.1618 | 143.4022 | 39.7608 | 21.3912 | 19.2292 | 70.7307 | 75.3554 | 6.7493 | -13.9755
75000 | -2.636 | 982.7706 | 2.9058 | -716.5676 | -730.806 | 105.2471 | 436.2493 | 244.1966 | 33.096 | 53.3232 | 143.5533 | 39.4473 | 21.8928 | 19.1334 | 70.531 | 75.3308 | 5.9316 | -13.2503
75500 | -3.2106 | 982.6508 | 2.7239 | -717.0242 | -732.2707 | 106.1353 | 436.4688 | 244.4534 | 33.6433 | 53.6685 | 143.0076 | 40.0774 | 21.2941 | 18.8529 | 70.9099 | 75.3878 | 6.3611 | -12.7803
76000 | -3.4036 | 981.8824 | 2.9683 | -717.2175 | -732.3075 | 105.8484 | 435.8056 | 243.8337 | 33.3153 | 53.75 | 144.0538 | 40.1247 | 21.2031 | 19.2306 | 71.1993 | 75.3289 | 6.9471 | -12.2134
76500 | -3.8376 | 982.0623 | 3.536 | -716.9074 | -733.0877 | 105.7436 | 435.4468 | 243.7087 | 34.3449 | 53.2857 | 144.0815 | 40.3141 | 21.3085 | 19.5235 | 70.8763 | 75.4087 | 7.0846 | -12.5433
77000 | -4.0821 | 982.1155 | 4.3049 | -717.3357 | -733.0375 | 105.5176 | 435.5512 | 243.7475 | 34.641 | 53.0075 | 144.3813 | 39.5892 | 21.5078 | 19.8278 | 71.4828 | 75.2434 | 7.5105 | -13.6238
77500 | -5.0952 | 982.4785 | 4.9779 | -717.7173 | -733.0981 | 104.8657 | 434.9223 | 244.1395 | 34.4323 | 53.4384 | 144.2919 | 39.442 | 21.2916 | 19.6694 | 71.6226 | 76.047 | 7.8505 | -13.21
78000 | -4.5289 | 982.4742 | 5.1624 | -716.9823 | -732.4778 | 103.9246 | 434.1028 | 243.451 | 34.4176 | 53.4871 | 144.1541 | 39.9453 | 21.983 | 19.6848 | 71.8628 | 75.3144 | 8.2035 | -13.8294
78500 | -4.7235 | 982.7597 | 5.3261 | -716.5074 | -732.9281 | 103.4894 | 433.9516 | 242.7127 | 34.9582 | 53.619 | 144.0018 | 39.7212 | 22.0769 | 20.2246 | 72.2245 | 75.5564 | 8.0622 | -14.1761
79000 | -4.7274 | 982.4076 | 5.1701 | -716.045 | -732.5962 | 102.7998 | 433.9508 | 242.7772 | 34.5314 | 53.7951 | 144.2775 | 40.6243 | 21.4167 | 20.4764 | 72.2256 | 75.1834 | 7.791 | -13.7094
79500 | -4.3063 | 982.7212 | 5.071 | -716.7221 | -733.2614 | 103.4584 | 433.9399 | 242.9188 | 34.3472 | 53.6076 | 144.3974 | 40.9286 | 20.981 | 20.3761 | 72.5804 | 75.6833 | 8.3084 | -14.6805
80000 | -4.0796 | 982.268 | 4.673 | -716.1428 | -732.6693 | 103.827 | 433.8793 | 242.7086 | 33.9974 | 54.1489 | 144.235 | 41.466 | 21.0077 | 19.7919 | 72.1513 | 74.7481 | 8.129 | -13.7905
80500 | -4.0501 | 983.0604 | 4.0699 | -716.9645 | -732.5448 | 103.4462 | 433.7225 | 242.7166 | 34.3493 | 54.1126 | 144.8908 | 41.7984 | 20.2845 | 19.8389 | 72.2418 | 74.5368 | 8.7603 | -13.9205
81000 | -4.2203 | 982.8844 | 3.9782 | -717.3749 | -732.2476 | 103.6169 | 433.7288 | 242.8659 | 33.7754 | 54.5809 | 144.8005 | 41.3752 | 19.9749 | 20.1047 | 72.9701 | 74.577 | 8.9061 | -13.9471
81500 | -3.4848 | 982.9331 | 3.5539 | -717.4034 | -732.5371 | 103.902 | 434.1707 | 242.9733 | 33.4799 | 54.4082 | 144.1004 | 41.3165 | 19.9933 | 20.5093 | 73.439 | 74.0988 | 8.8525 | -13.9568
82000 | -3.1202 | 983.4863 | 3.5169 | -716.2509 | -732.4166 | 103.681 | 433.3333 | 243.4944 | 33.7954 | 54.4882 | 144.657 | 41.0135 | 19.8029 | 20.7188 | 72.7551 | 73.9305 | 8.4604 | -14.9968
82500 | -2.8795 | 983.948 | 3.4054 | -716.3627 | -733.6352 | 103.8437 | 433.1021 | 243.353 | 34.1384 | 54.5692 | 145.182 | 41.3874 | 19.6568 | 20.6911 | 73.11 | 73.3936 | 8.068 | -14.6223
83000 | -2.5436 | 984.0652 | 2.7519 | -716.5408 | -734.0393 | 104.1421 | 433.626 | 243.2859 | 34.0837 | 54.5188 | 144.8647 | 41.4897 | 19.4814 | 21.4893 | 73.3838 | 73.5654 | 7.3606 | -14.6356
83500 | -2.4729 | 983.7819 | 2.4661 | -716.4179 | -734.3145 | 103.0894 | 433.4953 | 243.603 | 34.1837 | 54.2689 | 145.1457 | 41.8252 | 19.7838 | 21.4906 | 73.2799 | 73.6217 | 8.1825 | -14.6634
84000 | -2.9014 | 984.1926 | 2.7192 | -717.491 | -734.7844 | 103.3111 | 434.1759 | 243.8675 | 33.826 | 54.8545 | 144.6411 | 42.0942 | 19.6893 | 21.6302 | 73.7493 | 73.3978 | 7.8628 | -14.4858
84500 | -2.9762 | 984.7184 | 2.7002 | -717.3951 | -734.1762 | 103.829 | 434.0928 | 244.0857 | 34.0122 | 54.9701 | 144.148 | 42.1103 | 19.5949 | 20.8832 | 73.7604 | 73.431 | 7.3167 | -14.7562
85000 | -3.3146 | 984.1715 | 2.8554 | -716.8342 | -733.9423 | 103.7943 | 433.2643 | 243.7675 | 34.2583 | 55.36 | 143.8839 | 42.2748 | 18.8557 | 21.2596 | 73.8823 | 74.1478 | 6.7255 | -14.061
85500 | -3.1494 | 983.9833 | 3.5284 | -716.6027 | -734.878 | 102.8889 | 434.058 | 244.1466 | 35.0731 | 55.0774 | 143.9327 | 42.3563 | 19.0385 | 20.6726 | 73.8835 | 73.8412 | 6.944 | -14.4453
86000 | -3.6525 | 984.5538 | 2.9443 | -717.3617 | -735.5284 | 103.2784 | 434.3108 | 244.7576 | 34.9849 | 55.1903 | 143.4108 | 42.2327 | 19.1445 | 21.1903 | 74.2805 | 73.7657 | 6.4104 | -13.5634
86500 | -4.0994 | 984.2393 | 2.6166 | -717.4286 | -735.0931 | 103.5211 | 434.2496 | 244.8535 | 34.7924 | 55.1864 | 143.4224 | 41.9584 | 19.5169 | 21.0578 | 74.2856 | 74.0637 | 6.6284 | -13.422
87000 | -4.3767 | 984.0553 | 2.2304 | -717.0802 | -734.9258 | 103.3429 | 433.9506 | 244.4839 | 35.0659 | 56.1727 | 142.9828 | 42.0217 | 19.6689 | 21.0423 | 74.2009 | 74.4647 | 6.6777 | -13.629
87500 | -3.9343 | 984.0073 | 2.1292 | -716.4947 | -735.2459 | 103.7623 | 433.9581 | 244.3325 | 34.4392 | 55.9924 | 143.4022 | 41.7724 | 19.3198 | 21.205 | 74.0015 | 74.0218 | 7.0758 | -13.3955
88000 | -3.3839 | 983.6043 | 2.0605 | -716.629 | -735.106 | 104.1976 | 434.0615 | 245.1543 | 33.9633 | 55.9067 | 142.8889 | 41.5055 | 20.2902 | 20.9753 | 74.6107 | 74.1658 | 6.2882 | -14.2049
88500 | -3.7475 | 984.335 | 2.0131 | -716.3997 | -735.6722 | 103.9573 | 433.7075 | 245.0185 | 34.6586 | 55.4084 | 142.7768 | 41.2601 | 20.3215 | 20.8871 | 75.1131 | 74.3489 | 6.21 | -13.8474
89000 | -3.3211 | 984.8261 | 1.6086 | -716.5618 | -736.6851 | 104.1314 | 434.2498 | 244.3867 | 34.5093 | 56.2127 | 142.8005 | 41.6957 | 20.6318 | 20.684 | 75.2014 | 74.0825 | 6.3481 | -14.4516
89500 | -2.9802 | 985.244 | 1.5184 | -717.0292 | -736.9898 | 104.2041 | 434.1525 | 244.6483 | 34.73 | 55.6909 | 143.3412 | 41.6405 | 21.257 | 20.6519 | 75.1851 | 73.7071 | 5.2549 | -13.8778
90000 | -3.0915 | 985.5513 | 1.6783 | -717.8745 | -737.6248 | 103.9194 | 434.811 | 245.0326 | 34.6311 | 55.6582 | 143.7361 | 41.857 | 21.2849 | 20.5742 | 74.8581 | 73.9304 | 6.2534 | -14.8363
90500 | -3.1655 | 985.428 | 2.4779 | -717.4369 | -737.6564 | 103.4921 | 434.3771 | 245.0639 | 34.2483 | 55.9155 | 143.553 | 42.3908 | 21.5856 | 20.3187 | 75.0737 | 73.9003 | 6.0226 | -15.2397
91000 | -3.0691 | 985.186 | 2.0189 | -717.325 | -738.3865 | 103.6434 | 433.5213 | 245.4124 | 34.7386 | 56.1987 | 143.7399 | 42.5981 | 21.5506 | 20.499 | 75.1098 | 74.648 | 6.1055 | -15.8404
91500 | -3.0484 | 984.5565 | 2.5427 | -717.4819 | -738.2441 | 103.2643 | 433.3427 | 245.1095 | 34.9959 | 55.7726 | 144.0862 | 42.9068 | 21.5218 | 20.8794 | 75.0329 | 74.6575 | 5.7652 | -15.3105
92000 | -3.1927 | 984.0052 | 2.4271 | -717.0108 | -738.2521 | 103.6615 | 433.7678 | 245.1575 | 35.7412 | 55.5534 | 143.9248 | 43.0819 | 21.2752 | 20.4184 | 75.1977 | 74.204 | 6.542 | -16.153
92500 | -2.8232 | 984.4182 | 2.1332 | -717.0177 | -738.348 | 102.8159 | 434.1601 | 245.4956 | 35.6242 | 55.3173 | 144.0208 | 42.4214 | 21.2167 | 20.1676 | 75.8416 | 74.0737 | 6.6433 | -15.8117
93000 | -2.7398 | 984.5043 | 1.5902 | -717.3069 | -738.9484 | 102.9728 | 433.8278 | 245.6682 | 35.3484 | 55.2546 | 144.1756 | 42.3833 | 21.1963 | 21.117 | 75.8218 | 74.7533 | 6.4701 | -15.7395
93500 | -1.8995 | 984.0723 | 1.8399 | -717.0277 | -738.1443 | 102.5563 | 433.1655 | 244.9176 | 35.2218 | 55.1325 | 144.2052 | 42.3425 | 21.0955 | 21.1474 | 76.2702 | 74.9318 | 6.485 | -15.9629
94000 | -1.9744 | 984.1808 | 1.912 | -716.8489 | -737.9195 | 102.7974 | 432.244 | 244.9641 | 34.9321 | 55.0987 | 143.8824 | 42.3947 | 21.189 | 21.1141 | 76.3464 | 75.5674 | 6.7082 | -16.2395
94500 | -1.969 | 984.4567 | 1.5028 | -717.1222 | -737.4839 | 103.0114 | 431.7358 | 244.7368 | 34.9387 | 54.5957 | 143.9542 | 42.6593 | 21.3171 | 21.8773 | 76.4984 | 76.2108 | 5.9639 | -16.5347
95000 | -1.8241 | 983.6569 | 2.0053 | -716.6661 | -737.6159 | 102.8963 | 431.2343 | 244.8373 | 34.8847 | 54.6518 | 143.9255 | 42.4237 | 20.9331 | 21.7579 | 76.6457 | 75.9872 | 6.5518 | -15.9364
95500 | -1.3777 | 983.6469 | 1.6644 | -716.6945 | -737.3727 | 102.6744 | 431.3592 | 244.2967 | 34.9262 | 55.0618 | 143.711 | 42.9795 | 20.921 | 21.7801 | 76.62 | 76.2807 | 6.1389 | -16.2668
96000 | -1.2229 | 984.6065 | 1.6068 | -717.8261 | -737.8649 | 102.9176 | 432.0159 | 244.7376 | 34.4386 | 54.8871 | 143.4733 | 43.4525 | 20.7771 | 21.204 | 76.3817 | 76.6615 | 6.4557 | -16.353
96500 | -2.0721 | 984.2614 | 1.716 | -717.7031 | -737.9319 | 103.2995 | 432.1701 | 244.973 | 34.637 | 54.6677 | 143.4105 | 43.4281 | 20.9094 | 21.2146 | 76.2649 | 76.4704 | 6.6499 | -16.0162
97000 | -2.0964 | 983.7859 | 1.8367 | -717.2116 | -737.8526 | 103.2864 | 431.7253 | 245.0143 | 35.1989 | 54.5383 | 143.5312 | 43.0894 | 20.7252 | 21.1473 | 76.3369 | 76.8467 | 6.6987 | -16.2517
97500 | -1.8739 | 983.8112 | 1.519 | -717.1343 | -737.377 | 103.1079 | 431.6426 | 244.3714 | 35.5488 | 54.7341 | 143.2783 | 42.9976 | 20.7291 | 20.8255 | 75.9505 | 77.0641 | 6.6311 | -15.477
98000 | -1.9511 | 983.3579 | 1.4365 | -717.5007 | -737.5187 | 103.4738 | 431.4777 | 244.4312 | 35.5668 | 54.5666 | 143.5149 | 42.7552 | 20.5274 | 20.8433 | 76.1857 | 77.1696 | 6.8022 | -14.7892
98500 | -1.9032 | 982.652 | 0.82346 | -716.1165 | -737.4215 | 104.004 | 431.3006 | 244.133 | 35.4483 | 53.767 | 143.6868 | 43.1804 | 20.6485 | 21.2152 | 75.7691 | 77.3492 | 7.0496 | -15.2369
99000 | -1.3845 | 982.9109 | 0.988 | -716.4929 | -737.853 | 104.1095 | 431.8065 | 243.8046 | 35.4932 | 54.1139 | 143.1041 | 43.4672 | 20.809 | 20.8759 | 75.639 | 76.9586 | 6.7469 | -14.7476
99500 | -1.3158 | 983.0809 | 1.1011 | -716.5232 | -737.4974 | 103.8816 | 431.7636 | 244.5186 | 34.7519 | 54.1286 | 142.7787 | 43.5881 | 20.8858 | 20.8124 | 75.1578 | 76.9545 | 6.9227 | -14.6406
100000 | -1.5609 | 982.644 | 0.98347 | -716.0479 | -736.8533 | 104.1813 | 431.4302 | 244.373 | 34.8101 | 54.1475 | 142.5057 | 43.941 | 20.8486 | 20.9942 | 75.2108 | 76.7805 | 6.0524 | -14.0914

## ESS_decomposition
ESS | charging_responsibility | discharging_credit | net_allocation | throughput_MWh | net_per_throughput
ES1 | 53.1224 | -47.07 | 6.0524 | 398.2 | 0.015199
ES2 | 15.808 | -29.8995 | -14.0914 | 309.8809 | -0.045474

## efficiency_check
period | full_coalition_emissions | sum_allocations | absolute_gap | relative_gap
0 | 65.5752 | 65.5752 | 8.5265e-14 | 1.3003e-15
1 | 4.9014e-09 | 4.9013e-09 | 1.2358e-14 | 2.5214e-06
2 | 21.4504 | 21.4504 | 2.8422e-14 | 1.325e-15
3 | 54.3727 | 54.3727 | 4.9738e-14 | 9.1476e-16
4 | 8.5602e-06 | 8.5602e-06 | 7.1405e-15 | 8.3415e-10
5 | 2.6509e-07 | 2.6509e-07 | 2.2293e-15 | 8.4098e-09
6 | 0.00016202 | 0.00016202 | 2.6166e-15 | 1.615e-11
7 | -5.1436e-08 | -5.1436e-08 | 6.6365e-15 | -1.2902e-07
8 | -1.6724e-08 | -1.6724e-08 | 8.6704e-15 | -5.1843e-07
9 | -1.7087e-08 | -1.7087e-08 | 1.3955e-14 | -8.167e-07
10 | 4.1887e-09 | 4.1887e-09 | 1.222e-14 | 2.9175e-06
11 | 1.1084e-09 | 1.1084e-09 | 6.6662e-15 | 6.0144e-06
12 | 1.7583e-06 | 1.7583e-06 | 2.8137e-15 | 1.6002e-09
13 | 2.1653e-08 | 2.1653e-08 | 1.4526e-14 | 6.7085e-07
14 | 3.5733e-06 | 3.5733e-06 | 4.043e-15 | 1.1314e-09
15 | 9.488e-09 | 9.488e-09 | 1.4714e-14 | 1.5508e-06
16 | 52.2 | 52.2 | 4.9738e-14 | 9.5284e-16
17 | 107.9976 | 107.9976 | 2.8422e-14 | 2.6317e-16
18 | 119.727 | 119.727 | 4.2633e-14 | 3.5608e-16
19 | 93.3078 | 93.3078 | 2.8422e-14 | 3.046e-16
20 | 99.4997 | 99.4997 | 1.4211e-13 | 1.4282e-15
21 | 51.4983 | 51.4983 | 4.2633e-14 | 8.2784e-16
22 | 57.7473 | 57.7473 | 1.4211e-14 | 2.4609e-16
23 | 46.973 | 46.973 | 1.4211e-14 | 3.0253e-16
all | 770.349 | 770.349 | 0 | 0

## KernelSHAP_runtime
period | KernelSHAP_time_s
0 | 323.5113
1 | 270.0694
2 | 289.071
3 | 287.9791
4 | 296.0725
5 | 303.4835
6 | 274.2072
7 | 274.2007
8 | 271.6795
9 | 271.672
10 | 273.3746
11 | 273.3601
12 | 290.4861
13 | 298.6689
14 | 282.85
15 | 282.9222
16 | 262.0895
17 | 262.069
18 | 307.3645
19 | 307.4143
20 | 287.7072
21 | 287.7207
22 | 261.74
23 | 261.7388

## export_summary
case_tag | periods | participants_before_ESS_recombination | participants_after_ESS_recombination | checkpoint_count_per_period | final_sample_count_per_period | total_kernelshap_time_s
PT14_RG6x_8h | 24 | 20 | 18 | 201 | 100000 | 6801.4522